## 工作表1
項次 | DESCRIPTION | d
9 | Butterfly Valve, Wafer Type , API 609 Category A , 150 psig , Flat Facew/Integral Gaskets , Manual gearoperator , ASTM A126 Grade B or A536Grade 65-45-12 , Nylon Coated Disc ,EPDM Sleeve , Stainless Steel Stem ,Standard Clean (SC) acc. to 4WPI-SW70001 | Gasket
10 | Ball Valve , Generic manufacturer , 600 psig , Female Threaded End , Two PieceFloating Ball , Lever Operator , Bronzeor Brass Body , Bronze or Bronze Trim ,PTFE Packing , PTFE Seat , StandardClean (SC) acc. to 4WPI-SW70001 | Ball Valve
35 | Butterfly Valve, Wafer Type , API 609 Category A , 150 psig , Flat Facew/Integral Gaskets , Lever Operator ,ASTM A126 Grade B or A536 Grade 65-45-12, Nylon Coated Disc , EPDM Sleeve ,Stainless Steel Stem , Standard Clean(SC) acc. to 4WPI-SW70001 | Gasket
36 | Ball Valve , Generic manufacturer , 600 psig , Female Threaded End , Two PieceFloating Ball , Lever Operator , Bronzeor Brass Body , Bronze or Bronze Trim ,PTFE Packing , PTFE Seat , StandardClean (SC) acc. to 4WPI-SW70001 | Ball Valve
49 | Butterfly Valve, Wafer Type , API 609 Category A , 150 psig , Flat Facew/Integral Gaskets , Manual gearoperator , ASTM A126 Grade B or A536Grade 65-45-12 , Nylon Coated Disc ,EPDM Sleeve , Stainless Steel Stem ,Standard Clean (SC) acc. to 4WPI-SW70001 | Gasket
50 | Ball Valve , Generic manufacturer , 600 psig , Female Threaded End , Two PieceFloating Ball , Lever Operator , Bronzeor Brass Body , Bronze or Bronze Trim ,PTFE Packing , PTFE Seat , StandardClean (SC) acc. to 4WPI-SW70001 | Ball Valve
63 | Gate Valve, Flexible Wedge , API 600 , Class 150 , Beveled End , Bolted Bonnet, Handwheel Operator , ASTM A216-WCB ,API Trim 8 , Standard Clean (SC) acc. to4WPI-SW70001, SCH/THK S-STD | Bolt
64 | Dual Plate Check Valve , API 594 , Class 150 , Raised-face thru-bolted endwithout bolt holes , Wafer , ASTMA216-WCB , API Trim 8 , Standard Clean(SC) acc. to 4WPI-SW70001 | Dual Plate Check Valve
75 | Gate Valve, Solid Wedge , API 602 , Class 800 , Socket Weld End , BoltedBonnet , Handwheel Operator , ASTM A105N, API Trim 8 , Standard Clean (SC) acc.to 4WPI-SW70001 | Bolt
95 | Gate Valve, Solid Wedge , API 602 ,Class 800 , Socket Weld End , BoltedBonnet , Handwheel Operator , ASTM A105N, API Trim 8 , Standard Clean (SC) acc.to 4WPI-SW70001 | Bolt
103 | Gate Valve, Solid Wedge , API 602 , Class 800 , Socket Weld End , BoltedBonnet , Handwheel Operator , ASTM A105N, API Trim 8 , Standard Clean (SC) acc.to 4WPI-SW70001 | Bolt
258 | Globe Valve , AP SPEC-ENG-MS009 , Class 300 , Socket Weld End , Extended BoltedBonnet , Handwheel Operator , ASTMA351-CF8 , Bronze Topworks , ResilientSeat , Process Clean (B) acc. to4WPI-SW70002 , Inside Screw with RisingStem , Cryogenic Service | Bolt
266 | Needle Valve , Generic manufacturer , 6000 psig , Socket Welded End x FemaleThreaded End , Union Bonnet , T-handle,short , 316L stainless steel , PTFEPacking , Oxygen Clean (AA) acc. to4WPI-SW70003 | Needle Valve
282 | Globe Valve , AP SPEC-ENG-MS009 , Class 300 , Socket Weld End , Extended BoltedBonnet , Handwheel Operator , ASTMA351-CF8 , Bronze Topworks , ResilientSeat , Process Clean (B) acc. to4WPI-SW70002 , Inside Screw with RisingStem , Cryogenic Service | Bolt
283 | Globe Valve , AP SPEC-ENG-MS009 , Class 300 , Socket Welded End x FemaleThreaded End , Bolted Bonnet , HandwheelOperator , ASTM A351-CF8 , BronzeTopworks , Resilient Seat , ProcessClean (B) acc. to 4WPI-SW70002 , InsideScrew with Rising Stem , CryogenicService | Bolt
305 | Globe Valve , AP SPEC-ENG-MS009 , Class 300 , Socket Welded End x FemaleThreaded End , Bolted Bonnet , HandwheelOperator , ASTM A351-CF8 , BronzeTopworks , Resilient Seat , ProcessClean (B) acc. to 4WPI-SW70002 , InsideScrew with Rising Stem , CryogenicService | Bolt
331 | Globe Valve , AP SPEC-ENG-MS009 , Class 300 , Socket Welded End x FemaleThreaded End , Bolted Bonnet , HandwheelOperator , ASTM A351-CF8 , BronzeTopworks , Resilient Seat , ProcessClean (B) acc. to 4WPI-SW70002 , InsideScrew with Rising Stem , CryogenicService | Bolt
374 | Gate Valve, Solid Wedge , API 602 , Class 800 , Socket Welded End x FemaleThreaded End , Bolted Bonnet , HandwheelOperator , ASTM A182 Grade F 316/F 316L, API Trim 12 , Process Clean (B) acc.to 4WPI-SW70002 | Bolt
380 | Globe Valve , AP SPEC-ENG-MS009 , Class 300 , Socket Weld End , Extended BoltedBonnet , Handwheel Operator , ASTMA351-CF8 , Bronze Topworks , ResilientSeat , Process Clean (B) acc. to4WPI-SW70002 , Inside Screw with RisingStem , Cryogenic Service | Bolt
381 | Globe Valve , AP SPEC-ENG-MS009 , Class 300 , Socket Weld End , Extended BoltedBonnet , Handwheel Operator , ASTMA351-CF8 , Bronze Topworks , ResilientSeat , Process Clean (B) acc. to4WPI-SW70002 , Inside Screw with RisingStem , Cryogenic Service | Bolt
398 | Gate Valve, Solid Wedge , API 602 , Class 800 , Socket Welded End x FemaleThreaded End , Bolted Bonnet , HandwheelOperator , ASTM A182 Grade F 316/F 316L, API Trim 12 , Process Clean (B) acc.to 4WPI-SW70002 | Bolt
427 | Globe Valve , AP SPEC-ENG-MS009 , Class 300 , Socket Weld End , Extended BoltedBonnet , Handwheel Operator , ASTMA351-CF8 , Bronze Topworks , ResilientSeat , Process Clean (B) acc. to4WPI-SW70002 , Inside Screw with RisingStem , Cryogenic Service | Bolt
428 | Globe Valve , AP SPEC-ENG-MS009 , Class 300 , Socket Welded End x FemaleThreaded End , Bolted Bonnet , HandwheelOperator , ASTM A351-CF8 , BronzeTopworks , Resilient Seat , ProcessClean (B) acc. to 4WPI-SW70002 , InsideScrew with Rising Stem , CryogenicService | Bolt
455 | Globe Valve , AP SPEC-ENG-MS009 , Class 300 , Socket Welded End x FemaleThreaded End , Bolted Bonnet , HandwheelOperator , ASTM A351-CF8 , BronzeTopworks , Resilient Seat , ProcessClean (B) acc. to 4WPI-SW70002 , InsideScrew with Rising Stem , CryogenicService | Bolt
456 | Globe Valve , AP SPEC-ENG-MS009 , Class 300 , Socket Welded End x FemaleThreaded End , Bolted Bonnet , HandwheelOperator , ASTM A351-CF8 , BronzeTopworks , Resilient Seat , ProcessClean (B) acc. to 4WPI-SW70002 , InsideScrew with Rising Stem , CryogenicService | Bolt
472 | Needle Valve , Generic manufacturer , 6000 psig , Socket Welded End x FemaleThreaded End , Union Bonnet , T-handle,short , 316L stainless steel , PTFEPacking , Oxygen Clean (AA) acc. to4WPI-SW70003 | Needle Valve
473 | Needle Valve , Generic manufacturer , 6000 psig , Socket Welded End x FemaleThreaded End , Union Bonnet , T-handle,short , 316L stainless steel , PTFEPacking , Oxygen Clean (AA) acc. to4WPI-SW70003 | Needle Valve
487 | Needle Valve , Generic manufacturer , 6000 psig , Socket Welded End x FemaleThreaded End , Union Bonnet , T-handle,short , 316L stainless steel , PTFEPacking , Oxygen Clean (AA) acc. to4WPI-SW70003 | Needle Valve
493 | Needle Valve , Generic manufacturer , 6000 psig , Socket Welded End x FemaleThreaded End , Union Bonnet , T-handle,short , 316L stainless steel , PTFEPacking , Oxygen Clean (AA) acc. to4WPI-SW70003 | Needle Valve
494 | Needle Valve , Generic manufacturer , 6000 psig , Socket Welded End x FemaleThreaded End , Union Bonnet , T-handle,short , 316L stainless steel , PTFEPacking , Oxygen Clean (AA) acc. to4WPI-SW70003 | Needle Valve
495 | Needle Valve , Generic manufacturer , 6000 psig , Socket Welded End x FemaleThreaded End , Union Bonnet , T-handle,short , 316L stainless steel , PTFEPacking , Oxygen Clean (AA) acc. to4WPI-SW70003 | Needle Valve
511 | Globe Valve , AP SPEC-ENG-MS009 , Class 300 , Socket Weld End , Extended BoltedBonnet , Handwheel Operator , ASTMA351-CF8 , Bronze Topworks , ResilientSeat , Process Clean (B) acc. to4WPI-SW70002 , Inside Screw with RisingStem , Cryogenic Service | Bolt
520 | Globe Valve , AP SPEC-ENG-MS009 , Class 300 , Socket Weld End , Extended BoltedBonnet , Handwheel Operator , ASTMA351-CF8 , Bronze Topworks , ResilientSeat , Process Clean (B) acc. to4WPI-SW70002 , Inside Screw with RisingStem , Cryogenic Service | Bolt
531 | Swing Check Valve , API STD 602 , Class 800 , Socket Weld End , Bolted Cover ,ASTM A182 Grade F 316/F 316L , API Trim12 , Process Clean (B) acc. to4WPI-SW70002 | Bolt
554 | Globe Valve , AP SPEC-ENG-MS009 , Class 300 , Socket Weld End , Extended BoltedBonnet , Handwheel Operator , ASTMA351-CF8 , Bronze Topworks , ResilientSeat , Process Clean (B) acc. to4WPI-SW70002 , Inside Screw with RisingStem , Cryogenic Service | Bolt
572 | Gate Valve, Solid Wedge , API 602 , Class 800 , Socket Weld End , BoltedBonnet , Handwheel Operator , ASTM A105N, API Trim 8 , Standard Clean (SC) acc.to 4WPI-SW70001 | Bolt
573 | Globe Valve , API STD 602 , Class 800 , Socket Weld End , Bolted Bonnet ,Handwheel Operator , ASTM A105N , APITrim 8 , Standard Clean (SC) acc. to4WPI-SW70001 | Bolt
603 | Gate Valve, Solid Wedge , API 602 , Class 800 , Socket Weld End , BoltedBonnet , Handwheel Operator , ASTM A105N, API Trim 8 , Standard Clean (SC) acc.to 4WPI-SW70001 | Bolt
604 | Globe Valve , API STD 602 , Class 800 , Socket Weld End , Bolted Bonnet ,Handwheel Operator , ASTM A105N , APITrim 8 , Standard Clean (SC) acc. to4WPI-SW70001 | Bolt
641 | Globe Valve , ASME B16.34, API STD 600 Wall Thickness , Class 150 , Beveled End, Bolted Bonnet , Handwheel Operator ,ASTM A351-CF3M , API Trim 12 , StandardClean (SC) acc. to 4WPI-SW70001, SCH/THKS-10S | Bolt
642 | Globe Valve , ASME B16.34, API STD 600 Wall Thickness , Class 150 , Beveled End, Bolted Bonnet , Handwheel Operator ,ASTM A351-CF3M , API Trim 12 , StandardClean (SC) acc. to 4WPI-SW70001, SCH/THKS-10S | Bolt
643 | Globe Valve , API STD 602 , Class 800 , Socket Welded End x Female Threaded End, Bolted Bonnet , Handwheel Operator ,ASTM A182 Grade F 316/F 316L , API Trim12 , Standard Clean (SC) acc. to4WPI-SW70001 | Bolt
657 | Globe Valve , API STD 602 , Class 800 , Socket Weld End , Bolted Bonnet ,Handwheel Operator , ASTM A182 Grade F316/F 316L , API Trim 12 , StandardClean (SC) acc. to 4WPI-SW70001 | Bolt
658 | Globe Valve , API STD 602 , Class 800 , Socket Welded End x Female Threaded End, Bolted Bonnet , Handwheel Operator ,ASTM A182 Grade F 316/F 316L , API Trim12 , Standard Clean (SC) acc. to4WPI-SW70001 | Bolt
690 | Gate Valve, Flexible Wedge , API 600 , Class 150 , Beveled End , Bolted Bonnet, Handwheel Operator , ASTM A351-CF3M ,API Trim 12 , Standard Clean (SC) acc.to 4WPI-SW70001, SCH/THK S-10S | Bolt
691 | Gate Valve, Flexible Wedge , API 600 , Class 150 , Beveled End , Bolted Bonnet, Handwheel Operator , ASTM A351-CF3M ,API Trim 12 , Standard Clean (SC) acc.to 4WPI-SW70001, SCH/THK S-10S | Bolt
692 | Globe Valve , API STD 602 , Class 800 , Socket Welded End x Female Threaded End, Bolted Bonnet , Handwheel Operator ,ASTM A182 Grade F 316/F 316L , API Trim12 , Standard Clean (SC) acc. to4WPI-SW70001 | Bolt
724 | Globe Valve , ASME B16.34, API STD 600 Wall Thickness , Class 150 , Beveled End, Bolted Bonnet , Handwheel Operator ,ASTM A351-CF3M , API Trim 12 , StandardClean (SC) acc. to 4WPI-SW70001, SCH/THKS-10S | Bolt
725 | Globe Valve , ASME B16.34, API STD 600 Wall Thickness , Class 150 , Beveled End, Bolted Bonnet , Handwheel Operator ,ASTM A351-CF3M , API Trim 12 , StandardClean (SC) acc. to 4WPI-SW70001, SCH/THKS-10S | Bolt
726 | Globe Valve , API STD 602 , Class 800 , Socket Welded End x Female Threaded End, Bolted Bonnet , Handwheel Operator ,ASTM A182 Grade F 316/F 316L , API Trim12 , Standard Clean (SC) acc. to4WPI-SW70001 | Bolt
738 | Globe Valve , API STD 602 , Class 800 , Socket Weld End , Bolted Bonnet ,Handwheel Operator , ASTM A182 Grade F316/F 316L , API Trim 12 , StandardClean (SC) acc. to 4WPI-SW70001 | Bolt
739 | Globe Valve , API STD 602 , Class 800 , Socket Welded End x Female Threaded End, Bolted Bonnet , Handwheel Operator ,ASTM A182 Grade F 316/F 316L , API Trim12 , Standard Clean (SC) acc. to4WPI-SW70001 | Bolt
754 | Gate Valve, Flexible Wedge , API 600 , Class 150 , Beveled End , Bolted Bonnet, Handwheel Operator , ASTM A351-CF3M ,API Trim 12 , Process Clean (B) acc. to4WPI-SW70002, SCH/THK S-10S | Bolt
755 | Globe Valve , API STD 602 , Class 800 , Socket Welded End x Female Threaded End, Bolted Bonnet , Handwheel Operator ,ASTM A182 Grade F 316/F 316L , API Trim12 , Process Clean (B) acc. to4WPI-SW70002 | Bolt
770 | Gate Valve, Flexible Wedge , API 600 , Class 150 , Beveled End , Bolted Bonnet, Handwheel Operator , ASTM A351-CF3M ,API Trim 12 , Process Clean (B) acc. to4WPI-SW70002, SCH/THK S-10S | Bolt
771 | Gate Valve, Flexible Wedge , API 600 , Class 150 , Beveled End , Bolted Bonnet, Handwheel Operator , ASTM A351-CF3M ,API Trim 12 , Process Clean (B) acc. to4WPI-SW70002, SCH/THK S-10S | Bolt
772 | Gate Valve, Flexible Wedge , API 600 , Class 150 , Beveled End , Bolted Bonnet, Handwheel Operator , ASTM A351-CF3M ,API Trim 12 , Process Clean (B) acc. to4WPI-SW70002, SCH/THK S-10S | Bolt
773 | Globe Valve , API STD 602 , Class 800 , Socket Welded End x Female Threaded End, Bolted Bonnet , Handwheel Operator ,ASTM A182 Grade F 316/F 316L , API Trim12 , Process Clean (B) acc. to4WPI-SW70002 | Bolt
791 | Gate Valve, Flexible Wedge , API 600 , Class 150 , Beveled End , Bolted Bonnet, Handwheel Operator , ASTM A351-CF3M ,API Trim 12 , Process Clean (B) acc. to4WPI-SW70002, SCH/THK S-10S | Bolt
792 | Gate Valve, Flexible Wedge , API 600 , Class 150 , Beveled End , Bolted Bonnet, Handwheel Operator , ASTM A351-CF3M ,API Trim 12 , Process Clean (B) acc. to4WPI-SW70002, SCH/THK S-10S | Bolt
793 | Globe Valve , API STD 602 , Class 800 , Socket Welded End x Female Threaded End, Bolted Bonnet , Handwheel Operator ,ASTM A182 Grade F 316/F 316L , API Trim12 , Process Clean (B) acc. to4WPI-SW70002 | Bolt
794 | Globe Valve , API STD 602 , Class 800 , Socket Welded End x Female Threaded End, Bolted Bonnet , Handwheel Operator ,ASTM A182 Grade F 316/F 316L , API Trim12 , Standard Clean (SC) acc. to4WPI-SW70001 | Bolt
879 | Globe Valve , AP SPEC-ENG-MS009 , Class 300 , Socket Welded End x FemaleThreaded End , Bolted Bonnet , HandwheelOperator , ASTM A351-CF8 , BronzeTopworks , Resilient Seat , ProcessClean (B) acc. to 4WPI-SW70002 , InsideScrew with Rising Stem , CryogenicService | Bolt
961 | Globe Valve , API STD 602 , Class 800 , Socket Weld End , Bolted Bonnet ,Handwheel Operator , ASTM A182 Grade F316/F 316L , API Trim 12 , Process Clean(B) acc. to 4WPI-SW70002 | Bolt
966 | Globe Valve , API STD 602 , Class 800 , Socket Weld End , Bolted Bonnet ,Handwheel Operator , ASTM A182 Grade F316/F 316L , API Trim 12 , Process Clean(B) acc. to 4WPI-SW70002 | Bolt
971 | Globe Valve , API STD 602 , Class 800 , Socket Weld End , Bolted Bonnet ,Handwheel Operator , ASTM A182 Grade F316/F 316L , API Trim 12 , Process Clean(B) acc. to 4WPI-SW70002 | Bolt
1038 | Globe Valve , AP SPEC-ENG-MS009 , Class 300 , Socket Welded End x FemaleThreaded End , Bolted Bonnet , HandwheelOperator , ASTM A351-CF8 , BronzeTopworks , Resilient Seat , ProcessClean (B) acc. to 4WPI-SW70002 , InsideScrew with Rising Stem , CryogenicService | Bolt
1045 | Globe Valve , API STD 602 , Class 800 , Socket Weld End , Bolted Bonnet ,Handwheel Operator , ASTM A105N , APITrim 8 , Standard Clean (SC) acc. to4WPI-SW70001 | Bolt
1050 | Globe Valve , API STD 602 , Class 800 , Socket Weld End , Bolted Bonnet ,Handwheel Operator , ASTM A105N , APITrim 8 , Standard Clean (SC) acc. to4WPI-SW70001 | Bolt
1055 | Globe Valve , API STD 602 , Class 800 , Socket Weld End , Bolted Bonnet ,Handwheel Operator , ASTM A105N , APITrim 8 , Standard Clean (SC) acc. to4WPI-SW70001 | Bolt
1066 | Globe Valve , ASME B16.34, API STD 600 Wall Thickness , Class 150 , Beveled End, Bolted Bonnet , Handwheel Operator ,ASTM A351-CF3M , API Trim 12 , ProcessClean (B) acc. to 4WPI-SW70002, SCH/THKS-10S | Bolt
1067 | Globe Valve , API STD 602 , Class 800 , Socket Welded End x Female Threaded End, Bolted Bonnet , Handwheel Operator ,ASTM A182 Grade F 316/F 316L , API Trim12 , Process Clean (B) acc. to4WPI-SW70002 | Bolt
1086 | Globe Valve , API STD 602 , Class 800 , Socket Welded End x Female Threaded End, Bolted Bonnet , Handwheel Operator ,ASTM A182 Grade F 316/F 316L , API Trim12 , Process Clean (B) acc. to4WPI-SW70002 | Bolt
1087 | Globe Valve , API STD 602 , Class 800 , Socket Welded End x Female Threaded End, Bolted Bonnet , Handwheel Operator ,ASTM A182 Grade F 316/F 316L , API Trim12 , Process Clean (B) acc. to4WPI-SW70002 | Bolt
1098 | Gate Valve, Flexible Wedge , API 600 , Class 150 , Beveled End , Bolted Bonnet, Handwheel Operator , ASTM A351-CF3M ,API Trim 12 , Process Clean (B) acc. to4WPI-SW70002, SCH/THK S-10S | Bolt
1099 | Gate Valve, Flexible Wedge , API 600 , Class 150 , Beveled End , Bolted Bonnet, Handwheel Operator , ASTM A351-CF3M ,API Trim 12 , Process Clean (B) acc. to4WPI-SW70002, SCH/THK S-10S | Bolt
1100 | Gate Valve, Flexible Wedge , API 600 , Class 150 , Beveled End , Bolted Bonnet, Handwheel Operator , ASTM A351-CF3M ,API Trim 12 , Process Clean (B) acc. to4WPI-SW70002, SCH/THK S-10S | Bolt
1101 | Globe Valve , API STD 602 , Class 800 , Socket Welded End x Female Threaded End, Bolted Bonnet , Handwheel Operator ,ASTM A182 Grade F 316/F 316L , API Trim12 , Process Clean (B) acc. to4WPI-SW70002 | Bolt
1112 | Gate Valve, Flexible Wedge , API 600 , Class 150 , Beveled End , Bolted Bonnet, Handwheel Operator , ASTM A351-CF3M ,API Trim 12 , Process Clean (B) acc. to4WPI-SW70002, SCH/THK S-10S | Bolt
1113 | Gate Valve, Flexible Wedge , API 600 , Class 150 , Beveled End , Bolted Bonnet, Handwheel Operator , ASTM A351-CF3M ,API Trim 12 , Process Clean (B) acc. to4WPI-SW70002, SCH/THK S-10S | Bolt
1114 | Globe Valve , API STD 602 , Class 800 , Socket Welded End x Female Threaded End, Bolted Bonnet , Handwheel Operator ,ASTM A182 Grade F 316/F 316L , API Trim12 , Process Clean (B) acc. to4WPI-SW70002 | Bolt
1124 | Globe Valve , ASME B16.34, API STD 600 Wall Thickness , Class 150 , Beveled End, Bolted Bonnet , Handwheel Operator ,ASTM A351-CF3M , API Trim 12 , ProcessClean (B) acc. to 4WPI-SW70002, SCH/THKS-10S | Bolt
1125 | Globe Valve , API STD 602 , Class 800 , Socket Welded End x Female Threaded End, Bolted Bonnet , Handwheel Operator ,ASTM A182 Grade F 316/F 316L , API Trim12 , Process Clean (B) acc. to4WPI-SW70002 | Bolt
1133 | Globe Valve , ASME B16.34, API STD 600 Wall Thickness , Class 150 , Beveled End, Bolted Bonnet , Handwheel Operator ,ASTM A351-CF3M , API Trim 12 , ProcessClean (B) acc. to 4WPI-SW70002, SCH/THKS-10S | Bolt
1134 | Globe Valve , API STD 602 , Class 800 , Socket Welded End x Female Threaded End, Bolted Bonnet , Handwheel Operator ,ASTM A182 Grade F 316/F 316L , API Trim12 , Process Clean (B) acc. to4WPI-SW70002 | Bolt
1141 | Globe Valve , ASME B16.34, API STD 600 Wall Thickness , Class 150 , Beveled End, Bolted Bonnet , Handwheel Operator ,ASTM A351-CF3M , API Trim 12 , ProcessClean (B) acc. to 4WPI-SW70002, SCH/THKS-10S | Bolt
1154 | Globe Valve , ASME B16.34, API STD 600 Wall Thickness , Class 150 , Beveled End, Bolted Bonnet , Handwheel Operator ,ASTM A351-CF3M , API Trim 12 , ProcessClean (B) acc. to 4WPI-SW70002, SCH/THKS-10S | Bolt
1165 | Gate Valve, Flexible Wedge , API 600 , Class 150 , Beveled End , Bolted Bonnet, Handwheel Operator , ASTM A351-CF3M ,API Trim 12 , Process Clean (B) acc. to4WPI-SW70002, SCH/THK S-10S | Bolt
1166 | Gate Valve, Flexible Wedge , API 600 , Class 150 , Beveled End , Bolted Bonnet, Handwheel Operator , ASTM A351-CF3M ,API Trim 12 , Process Clean (B) acc. to4WPI-SW70002, SCH/THK S-10S | Bolt
1167 | Globe Valve , API STD 602 , Class 800 , Socket Welded End x Female Threaded End, Bolted Bonnet , Handwheel Operator ,ASTM A182 Grade F 316/F 316L , API Trim12 , Process Clean (B) acc. to4WPI-SW70002 | Bolt
1175 | Globe Valve , ASME B16.34, API STD 600 Wall Thickness , Class 150 , Beveled End, Bolted Bonnet , Handwheel Operator ,ASTM A351-CF3M , API Trim 12 , ProcessClean (B) acc. to 4WPI-SW70002, SCH/THKS-10S | Bolt
1187 | Globe Valve , API STD 602 , Class 800 , Socket Weld End , Bolted Bonnet ,Handwheel Operator , ASTM A182 Grade F316/F 316L , API Trim 12 , StandardClean (SC) acc. to 4WPI-SW70001 | Bolt
1188 | Globe Valve , API STD 602 , Class 800 , Socket Weld End , Bolted Bonnet ,Handwheel Operator , ASTM A182 Grade F316/F 316L , API Trim 12 , StandardClean (SC) acc. to 4WPI-SW70001 | Bolt
1199 | Globe Valve , API STD 602 , Class 800 , Socket Weld End , Bolted Bonnet ,Handwheel Operator , ASTM A182 Grade F316/F 316L , API Trim 12 , StandardClean (SC) acc. to 4WPI-SW70001 | Bolt
1218 | Globe Valve , API STD 602 , Class 800 ,Socket Weld End , Bolted Bonnet ,Handwheel Operator , ASTM A182 Grade F316/F 316L , API Trim 12 , StandardClean (SC) acc. to 4WPI-SW70001 | Bolt
1219 | Globe Valve , API STD 602 , Class 800 , Socket Weld End , Bolted Bonnet ,Handwheel Operator , ASTM A182 Grade F316/F 316L , API Trim 12 , StandardClean (SC) acc. to 4WPI-SW70001 | Bolt
1230 | Globe Valve , API STD 602 , Class 800 , Socket Weld End , Bolted Bonnet ,Handwheel Operator , ASTM A182 Grade F316/F 316L , API Trim 12 , StandardClean (SC) acc. to 4WPI-SW70001 | Bolt
1256 | Globe Valve , API STD 602 , Class 800 , Socket Weld End , Bolted Bonnet ,Handwheel Operator , ASTM A105N , APITrim 8 , Standard Clean (SC) acc. to4WPI-SW70001 | Bolt
1257 | Swing Check Valve , API STD 602 , Class 800 , Socket Weld End , Bolted Cover ,ASTM A105N , API Trim 8 , Standard Clean(SC) acc. to 4WPI-SW70001 | Bolt
1278 | Globe Valve , API STD 602 , Class 800 , Socket Weld End , Bolted Bonnet ,Handwheel Operator , ASTM A105N , APITrim 8 , Standard Clean (SC) acc. to4WPI-SW70001 | Bolt
1279 | Swing Check Valve , API STD 602 , Class 800 , Socket Weld End , Bolted Cover ,ASTM A105N , API Trim 8 , Standard Clean(SC) acc. to 4WPI-SW70001 | Bolt
1296 | Globe Valve , API STD 602 , Class 800 , Socket Welded End x Female Threaded End, Bolted Bonnet , Handwheel Operator ,ASTM A182 Grade F 316/F 316L , API Trim12 , Process Clean (B) acc. to4WPI-SW70002 | Bolt
1297 | Globe Valve , API STD 602 , Class 800 , Socket Welded End x Female Threaded End, Bolted Bonnet , Handwheel Operator ,ASTM A182 Grade F 316/F 316L , API Trim12 , Process Clean (B) acc. to4WPI-SW70002 | Bolt
1298 | Globe Valve , API STD 602 , Class 800 , Socket Welded End x Female Threaded End, Bolted Bonnet , Handwheel Operator ,ASTM A182 Grade F 316/F 316L , API Trim12 , Process Clean (B) acc. to4WPI-SW70002 | Bolt
1299 | Globe Valve , API STD 602 , Class 800 , Socket Welded End x Female Threaded End, Bolted Bonnet , Handwheel Operator ,ASTM A182 Grade F 316/F 316L , API Trim12 , Process Clean (B) acc. to4WPI-SW70002 | Bolt
1311 | Gate Valve, Flexible Wedge , API 600 , Class 150 , Beveled End , Bolted Bonnet, Handwheel Operator , ASTM A351-CF3M ,API Trim 12 , Process Clean (B) acc. to4WPI-SW70002, SCH/THK S-10S | Bolt
1312 | Gate Valve, Flexible Wedge , API 600 , Class 150 , Beveled End , Bolted Bonnet, Handwheel Operator , ASTM A351-CF3M ,API Trim 12 , Process Clean (B) acc. to4WPI-SW70002, SCH/THK S-10S | Bolt
1313 | Globe Valve , API STD 602 , Class 800 , Socket Weld End , Bolted Bonnet ,Handwheel Operator , ASTM A182 Grade F316/F 316L , API Trim 12 , Process Clean(B) acc. to 4WPI-SW70002 | Bolt
1314 | Globe Valve , API STD 602 , Class 800 , Socket Welded End x Female Threaded End, Bolted Bonnet , Handwheel Operator ,ASTM A182 Grade F 316/F 316L , API Trim12 , Process Clean (B) acc. to4WPI-SW70002 | Bolt
1361 | Globe Valve , API STD 602 , Class 800 , Socket Weld End , Bolted Bonnet ,Handwheel Operator , ASTM A105N , APITrim 8 , Standard Clean (SC) acc. to4WPI-SW70001 | Bolt
1370 | Globe Valve , API STD 602 , Class 800 , Socket Weld End , Bolted Bonnet ,Handwheel Operator , ASTM A105N , APITrim 8 , Standard Clean (SC) acc. to4WPI-SW70001 | Bolt
1392 | Globe Valve , API STD 602 , Class 800 , Socket Welded End x Female Threaded End, Bolted Bonnet , Handwheel Operator ,ASTM A182 Grade F 316/F 316L , API Trim12 , Standard Clean (SC) acc. to4WPI-SW70001 | Bolt
1411 | Globe Valve , ASME B16.34, API STD 600 Wall Thickness , Class 150 , Beveled End, Bolted Bonnet , Handwheel Operator ,ASTM A351-CF3M , API Trim 12 , StandardClean (SC) acc. to 4WPI-SW70001, SCH/THKS-10S | Bolt
1412 | Gate Valve, Solid Wedge , API 602 , Class 800 , Socket Welded End x FemaleThreaded End , Bolted Bonnet , HandwheelOperator , ASTM A182 Grade F 316/F 316L, API Trim 12 , Standard Clean (SC) acc.to 4WPI-SW70001 | Bolt
1432 | Gate Valve, Flexible Wedge , API 600 , Class 150 , Beveled End , Bolted Bonnet, Handwheel Operator , ASTM A351-CF3M ,API Trim 12 , Standard Clean (SC) acc.to 4WPI-SW70001, SCH/THK S-10S | Bolt
1433 | Gate Valve, Flexible Wedge , API 600 , Class 150 , Beveled End , Bolted Bonnet, Handwheel Operator , ASTM A351-CF3M ,API Trim 12 , Standard Clean (SC) acc.to 4WPI-SW70001, SCH/THK S-10S | Bolt
1434 | Globe Valve , API STD 602 , Class 800 , Socket Welded End x Female Threaded End, Bolted Bonnet , Handwheel Operator ,ASTM A182 Grade F 316/F 316L , API Trim12 , Standard Clean (SC) acc. to4WPI-SW70001 | Bolt
1446 | Globe Valve , API STD 602 , Class 800 , Socket Weld End , Bolted Bonnet ,Handwheel Operator , ASTM A182 Grade F316/F 316L , API Trim 12 , StandardClean (SC) acc. to 4WPI-SW70001 | Bolt
1447 | Globe Valve , API STD 602 , Class 800 , Socket Welded End x Female Threaded End, Bolted Bonnet , Handwheel Operator ,ASTM A182 Grade F 316/F 316L , API Trim12 , Standard Clean (SC) acc. to4WPI-SW70001 | Bolt
1462 | Globe Valve , API STD 602 , Class 800 , Socket Welded End x Female Threaded End, Bolted Bonnet , Handwheel Operator ,ASTM A182 Grade F 316/F 316L , API Trim12 , Standard Clean (SC) acc. to4WPI-SW70001 | Bolt
1481 | Globe Valve , ASME B16.34, API STD 600 Wall Thickness , Class 150 , Beveled End, Bolted Bonnet , Handwheel Operator ,ASTM A351-CF3M , API Trim 12 , StandardClean (SC) acc. to 4WPI-SW70001, SCH/THKS-10S | Bolt
1482 | Gate Valve, Solid Wedge , API 602 , Class 800 , Socket Welded End x FemaleThreaded End , Bolted Bonnet , HandwheelOperator , ASTM A182 Grade F 316/F 316L, API Trim 12 , Standard Clean (SC) acc.to 4WPI-SW70001 | Bolt
1503 | Gate Valve, Flexible Wedge , API 600 , Class 150 , Beveled End , Bolted Bonnet, Handwheel Operator , ASTM A351-CF3M ,API Trim 12 , Standard Clean (SC) acc.to 4WPI-SW70001, SCH/THK S-10S | Bolt
1504 | Gate Valve, Flexible Wedge , API 600 , Class 150 , Beveled End , Bolted Bonnet, Handwheel Operator , ASTM A351-CF3M ,API Trim 12 , Standard Clean (SC) acc.to 4WPI-SW70001, SCH/THK S-10S | Bolt
1505 | Globe Valve , API STD 602 , Class 800 , Socket Welded End x Female Threaded End, Bolted Bonnet , Handwheel Operator ,ASTM A182 Grade F 316/F 316L , API Trim12 , Standard Clean (SC) acc. to4WPI-SW70001 | Bolt
1518 | Globe Valve , API STD 602 , Class 800 , Socket Weld End , Bolted Bonnet ,Handwheel Operator , ASTM A182 Grade F316/F 316L , API Trim 12 , StandardClean (SC) acc. to 4WPI-SW70001 | Bolt
1519 | Globe Valve , API STD 602 , Class 800 , Socket Welded End x Female Threaded End, Bolted Bonnet , Handwheel Operator ,ASTM A182 Grade F 316/F 316L , API Trim12 , Standard Clean (SC) acc. to4WPI-SW70001 | Bolt
1532 | Globe Valve , API STD 602 , Class 800 , Socket Weld End , Bolted Bonnet ,Handwheel Operator , ASTM A182 Grade F316/F 316L , API Trim 12 , StandardClean (SC) acc. to 4WPI-SW70001 | Bolt
1541 | Globe Valve , API STD 602 , Class 800 ,Socket Weld End , Bolted Bonnet ,Handwheel Operator , ASTM A182 Grade F316/F 316L , API Trim 12 , StandardClean (SC) acc. to 4WPI-SW70001 | Bolt
1577 | Globe Valve , API STD 602 , Class 800 , Socket Weld End , Bolted Bonnet ,Handwheel Operator , ASTM A182 Grade F316/F 316L , API Trim 12 , StandardClean (SC) acc. to 4WPI-SW70001 | Bolt
1587 | Globe Valve , API STD 602 , Class 800 , Socket Weld End , Bolted Bonnet ,Handwheel Operator , ASTM A182 Grade F316/F 316L , API Trim 12 , StandardClean (SC) acc. to 4WPI-SW70001 | Bolt
1596 | Globe Valve , API STD 602 , Class 800 , Socket Weld End , Bolted Bonnet ,Handwheel Operator , ASTM A182 Grade F316/F 316L , API Trim 12 , StandardClean (SC) acc. to 4WPI-SW70001 | Bolt
1605 | Globe Valve , API STD 602 , Class 800 , Socket Weld End , Bolted Bonnet ,Handwheel Operator , ASTM A182 Grade F316/F 316L , API Trim 12 , StandardClean (SC) acc. to 4WPI-SW70001 | Bolt
1683 | Ball Valve , Generic manufacturer , 600 psig , Female Threaded End , Two PieceFloating Ball , Lever Operator , Bronzeor Brass Body , Bronze or Bronze Trim ,PTFE Packing , PTFE Seat , StandardClean (SC) acc. to 4WPI-SW70001 | Ball Valve
1690 | Ball Valve , Generic manufacturer , 600 psig , Female Threaded End , Two PieceFloating Ball , Lever Operator , Bronzeor Brass Body , Bronze or Bronze Trim ,PTFE Packing , PTFE Seat , StandardClean (SC) acc. to 4WPI-SW70001 | Ball Valve
1713 | Ball Valve , Generic manufacturer , 600 psig , Female Threaded End , Two PieceFloating Ball , Lever Operator , Bronzeor Brass Body , Bronze or Bronze Trim ,PTFE Packing , PTFE Seat , StandardClean (SC) acc. to 4WPI-SW70001 | Ball Valve
1714 | Ball Valve , Generic manufacturer , 600 psig , Female Threaded End , Two PieceFloating Ball , Lever Operator , Bronzeor Brass Body , Bronze or Bronze Trim ,PTFE Packing , PTFE Seat , StandardClean (SC) acc. to 4WPI-SW70001 | Ball Valve
1735 | Ball Valve , Generic manufacturer , 600 psig , Female Threaded End , Two PieceFloating Ball , Lever Operator , Bronzeor Brass Body , Bronze or Bronze Trim ,PTFE Packing , PTFE Seat , StandardClean (SC) acc. to 4WPI-SW70001 | Ball Valve
1736 | Ball Valve , Generic manufacturer , 600 psig , Female Threaded End , Two PieceFloating Ball , Lever Operator , Bronzeor Brass Body , Bronze or Bronze Trim ,PTFE Packing , PTFE Seat , StandardClean (SC) acc. to 4WPI-SW70001 | Ball Valve
1770 | Ball Valve , Generic manufacturer , 600 psig , Female Threaded End , Two PieceFloating Ball , Lever Operator , Bronzeor Brass Body , Bronze or Bronze Trim ,PTFE Packing , PTFE Seat , StandardClean (SC) acc. to 4WPI-SW70001 | Ball Valve
1795 | Ball Valve , Generic manufacturer , 600 psig , Female Threaded End , Two PieceFloating Ball , Lever Operator , Bronzeor Brass Body , Bronze or Bronze Trim ,PTFE Packing , PTFE Seat , StandardClean (SC) acc. to 4WPI-SW70001 | Ball Valve
1804 | Ball Valve , Generic manufacturer , 600 psig , Female Threaded End , Two PieceFloating Ball , Lever Operator , Bronzeor Brass Body , Bronze or Bronze Trim ,PTFE Packing , PTFE Seat , StandardClean (SC) acc. to 4WPI-SW70001 | Ball Valve
1822 | Ball Valve , Generic manufacturer , 600 psig , Female Threaded End , Two PieceFloating Ball , Lever Operator , Bronzeor Brass Body , Bronze or Bronze Trim ,PTFE Packing , PTFE Seat , StandardClean (SC) acc. to 4WPI-SW70001 | Ball Valve
1830 | Ball Valve , Generic manufacturer , 600 psig , Female Threaded End , Two PieceFloating Ball , Lever Operator , Bronzeor Brass Body , Bronze or Bronze Trim ,PTFE Packing , PTFE Seat , StandardClean (SC) acc. to 4WPI-SW70001 | Ball Valve
1853 | Ball Valve , Generic manufacturer , 600 psig , Female Threaded End , Two PieceFloating Ball , Lever Operator , Bronzeor Brass Body , Bronze or Bronze Trim ,PTFE Packing , PTFE Seat , StandardClean (SC) acc. to 4WPI-SW70001 | Ball Valve
1869 | Ball Valve , Generic manufacturer , 600 psig , Female Threaded End , Two PieceFloating Ball , Lever Operator , Bronzeor Brass Body , Bronze or Bronze Trim ,PTFE Packing , PTFE Seat , StandardClean (SC) acc. to 4WPI-SW70001 | Ball Valve
1901 | Ball Valve , Generic manufacturer , 600 psig , Female Threaded End , Two PieceFloating Ball , Lever Operator , Bronzeor Brass Body , Bronze or Bronze Trim ,PTFE Packing , PTFE Seat , StandardClean (SC) acc. to 4WPI-SW70001 | Ball Valve
1922 | Ball Valve , Generic manufacturer , 600 psig , Female Threaded End , Two PieceFloating Ball , Lever Operator , Bronzeor Brass Body , Bronze or Bronze Trim ,PTFE Packing , PTFE Seat , StandardClean (SC) acc. to 4WPI-SW70001 | Ball Valve
1944 | Ball Valve , Generic manufacturer , 600psig , Female Threaded End , Two PieceFloating Ball , Lever Operator , Bronzeor Brass Body , Bronze or Bronze Trim ,PTFE Packing , PTFE Seat , StandardClean (SC) acc. to 4WPI-SW70001 | Ball Valve
1955 | Ball Valve , Generic manufacturer , 600psig , Female Threaded End , Two PieceFloating Ball , Lever Operator , Bronzeor Brass Body , Bronze or Bronze Trim ,PTFE Packing , PTFE Seat , StandardClean (SC) acc. to 4WPI-SW70001 | Ball Valve
2032 | Ball Valve , Generic manufacturer , 600psig , Female Threaded End , Two PieceFloating Ball , Lever Operator , Bronzeor Brass Body , Bronze or Bronze Trim ,PTFE Packing , PTFE Seat , StandardClean (SC) acc. to 4WPI-SW70001 | Ball Valve
2058 | Ball Valve , Generic manufacturer , 600psig , Female Threaded End , Two PieceFloating Ball , Lever Operator , Bronzeor Brass Body , Bronze or Bronze Trim ,PTFE Packing , PTFE Seat , StandardClean (SC) acc. to 4WPI-SW70001 | Ball Valve
2084 | Ball Valve , Generic manufacturer , 600psig , Female Threaded End , Two PieceFloating Ball , Lever Operator , Bronzeor Brass Body , Bronze or Bronze Trim ,PTFE Packing , PTFE Seat , StandardClean (SC) acc. to 4WPI-SW70001 | Ball Valve
2194 | Butterfly Valve, Wafer Type , API 609 Category B , Class 150 , Raised-facethru-bolted end without bolt holes ,Manual gear operator , ASTM A351-CF8M ,316 SS Disk , RPTFE Seat , StainlessSteel Type 17-4 PH Shaft , Process Clean(B) acc. to 4WPI-SW70002 | Butterfly Valve
2195 | Globe Valve , AP SPEC-ENG-MS009 , Class 300 , Socket Welded End x FemaleThreaded End , Bolted Bonnet , HandwheelOperator , ASTM A351-CF8 , BronzeTopworks , Resilient Seat , ProcessClean (B) acc. to 4WPI-SW70002 , InsideScrew with Rising Stem , CryogenicService | Bolt
2228 | Globe Valve , AP SPEC-ENG-MS009 , Class 300 , Beveled End , Extended BoltedBonnet , Handwheel Operator , ASTMA351-CF8 , Bronze Topworks , ResilientSeat , Process Clean (B) acc. to4WPI-SW70002 , Inside Screw with RisingStem , Cryogenic Service, SCH/THK S-10S | Bolt
2229 | Globe Valve , AP SPEC-ENG-MS009 , Class 300 , Beveled End , Extended BoltedBonnet , Handwheel Operator , ASTMA351-CF8 , Bronze Topworks , ResilientSeat , Process Clean (B) acc. to4WPI-SW70002 , Inside Screw with RisingStem , Cryogenic Service, SCH/THK S-10S | Bolt
2243 | Globe Valve , AP SPEC-ENG-MS009 , Class 300 , Socket Weld End , Extended BoltedBonnet , Handwheel Operator , ASTMA351-CF8 , Bronze Topworks , ResilientSeat , Process Clean (B) acc. to4WPI-SW70002 , Inside Screw with RisingStem , Cryogenic Service | Bolt
2257 | Globe Valve , AP SPEC-ENG-MS009 , Class 300 , Socket Welded End x FemaleThreaded End , Bolted Bonnet , HandwheelOperator , ASTM A351-CF8 , BronzeTopworks , Resilient Seat , ProcessClean (B) acc. to 4WPI-SW70002 , InsideScrew with Rising Stem , CryogenicService | Bolt
2262 | Globe Valve , AP SPEC-ENG-MS009 , Class 300 , Beveled End , Extended BoltedBonnet , Handwheel Operator , ASTMA351-CF8 , Bronze Topworks , ResilientSeat , Process Clean (B) acc. to4WPI-SW70002 , Inside Screw with RisingStem , Cryogenic Service, SCH/THK S-10S | Bolt
2263 | Globe Valve , AP SPEC-ENG-MS009 , Class 300 , Beveled End , Extended BoltedBonnet , Handwheel Operator , ASTMA351-CF8 , Bronze Topworks , ResilientSeat , Process Clean (B) acc. to4WPI-SW70002 , Inside Screw with RisingStem , Cryogenic Service, SCH/THK S-10S | Bolt
2268 | Globe Valve , AP SPEC-ENG-MS009 , Class 300 , Socket Weld End , Extended BoltedBonnet , Handwheel Operator , ASTMA351-CF8 , Bronze Topworks , ResilientSeat , Process Clean (B) acc. to4WPI-SW70002 , Inside Screw with RisingStem , Cryogenic Service | Bolt
2280 | Globe Valve , AP SPEC-ENG-MS009 , Class 300 , Socket Weld End , Extended BoltedBonnet , Handwheel Operator , ASTMA351-CF8 , Bronze Topworks , ResilientSeat , Process Clean (B) acc. to4WPI-SW70002 , Inside Screw with RisingStem , Cryogenic Service | Bolt
2295 | Globe Valve , AP SPEC-ENG-MS009 , Class 300 , Socket Welded End x FemaleThreaded End , Bolted Bonnet , HandwheelOperator , ASTM A351-CF8 , BronzeTopworks , Resilient Seat , ProcessClean (B) acc. to 4WPI-SW70002 , InsideScrew with Rising Stem , CryogenicService | Bolt
2310 | Globe Valve , AP SPEC-ENG-MS009 , Class 300 , Socket Weld End , Extended BoltedBonnet , Handwheel Operator , ASTMA351-CF8 , Bronze Topworks , ResilientSeat , Process Clean (B) acc. to4WPI-SW70002 , Inside Screw with RisingStem , Cryogenic Service | Bolt
2350 | Globe Valve , AP SPEC-ENG-MS009 , Class 300 , Beveled End , Extended BoltedBonnet , Handwheel Operator , ASTMA351-CF8 , Bronze Topworks , ResilientSeat , Process Clean (B) acc. to4WPI-SW70002 , Inside Screw with RisingStem , Cryogenic Service, SCH/THK S-10S | Bolt
2351 | Globe Valve , AP SPEC-ENG-MS009 , Class 300 , Socket Welded End x FemaleThreaded End , Bolted Bonnet , HandwheelOperator , ASTM A351-CF8 , BronzeTopworks , Resilient Seat , ProcessClean (B) acc. to 4WPI-SW70002 , InsideScrew with Rising Stem , CryogenicService | Bolt
2352 | Globe Valve , AP SPEC-ENG-MS009 , Class 300 , Socket Welded End x FemaleThreaded End , Bolted Bonnet , HandwheelOperator , ASTM A351-CF8 , BronzeTopworks , Resilient Seat , ProcessClean (B) acc. to 4WPI-SW70002 , InsideScrew with Rising Stem , CryogenicService | Bolt
2363 | Globe Valve , AP SPEC-ENG-MS009 , Class 300 , Beveled End , Extended BoltedBonnet , Handwheel Operator , ASTMA351-CF8 , Bronze Topworks , ResilientSeat , Process Clean (B) acc. to4WPI-SW70002 , Inside Screw with RisingStem , Cryogenic Service, SCH/THK S-10S | Bolt
2364 | Globe Valve , AP SPEC-ENG-MS009 , Class 15 , Socket Welded End x FemaleThreaded End , Bolted Bonnet , HandwheelOperator , ASTM A351-CF8 , BronzeTopworks , Resilient Seat , ProcessClean (B) acc. to 4WPI-SW70002 , InsideScrew with Rising Stem , CryogenicService | Bolt
2365 | Globe Valve , AP SPEC-ENG-MS009 , Class 300 , Socket Welded End x FemaleThreaded End , Bolted Bonnet , HandwheelOperator , ASTM A351-CF8 , BronzeTopworks , Resilient Seat , ProcessClean (B) acc. to 4WPI-SW70002 , InsideScrew with Rising Stem , CryogenicService | Bolt
2414 | Globe Valve , AP SPEC-ENG-MS009 , Class 300 , Beveled End , Extended Bonnet ,Handwheel Operator , ASTM A351-CF8 ,Bellows Stem Seal , Resilient Seat ,Oxygen Clean (AA) acc. to 4WPI-SW70003 ,Inside Screw with Rising Stem ,Cryogenic Oxygen Service, SCH/THK S-10S | Globe Valve
2415 | Globe Valve , AP SPEC-ENG-MS009 , Class 300 , Beveled End , Extended Bonnet ,Handwheel Operator , ASTM A351-CF8 ,Bellows Stem Seal , Resilient Seat ,Oxygen Clean (AA) acc. to 4WPI-SW70003 ,Inside Screw with Rising Stem ,Cryogenic Oxygen Service, SCH/THK S-10S | Globe Valve
2423 | Globe Valve , AP SPEC-ENG-MS009 , Class 300 , Socket Weld End , Extended Bonnet, Handwheel Operator , ASTM A351-CF8 ,Bellows Stem Seal , Resilient Seat ,Oxygen Clean (AA) acc. to 4WPI-SW70003 ,Inside Screw with Rising Stem ,Cryogenic Oxygen Service | Globe Valve
2439 | Globe Valve , AP SPEC-ENG-MS009 , Class 300 , Socket Welded End x FemaleThreaded End , Bolted Bonnet , HandwheelOperator , ASTM A351-CF8 , StainlessSteel Topworks + Trim , Resilient Seat ,Oxygen Clean (AA) acc. to 4WPI-SW70003 ,Inside Screw with Rising Stem ,Cryogenic Oxygen Service | Bolt
2459 | Globe Valve , AP SPEC-ENG-MS009 , Class 300 , Beveled End , Extended Bonnet ,Handwheel Operator , ASTM A351-CF8 ,Bellows Stem Seal , Resilient Seat ,Oxygen Clean (AA) acc. to 4WPI-SW70003 ,Inside Screw with Rising Stem ,Cryogenic Oxygen Service, SCH/THK S-10S | Globe Valve
2460 | Globe Valve , AP SPEC-ENG-MS009 , Class 300 , Socket Welded End x FemaleThreaded End , Bolted Bonnet , HandwheelOperator , ASTM A351-CF8 , StainlessSteel Topworks + Trim , Resilient Seat ,Oxygen Clean (AA) acc. to 4WPI-SW70003 ,Inside Screw with Rising Stem ,Cryogenic Oxygen Service | Bolt
2471 | Globe Valve , AP SPEC-ENG-MS009 , Class 300 , Beveled End , Extended Bonnet ,Handwheel Operator , ASTM A351-CF8 ,Bellows Stem Seal , Resilient Seat ,Oxygen Clean (AA) acc. to 4WPI-SW70003 ,Inside Screw with Rising Stem ,Cryogenic Oxygen Service, SCH/THK S-10S | Globe Valve
2472 | Globe Valve , AP SPEC-ENG-MS009 , Class 300 , Socket Weld End , Extended Bonnet, Handwheel Operator , ASTM A351-CF8 ,Bellows Stem Seal , Resilient Seat ,Oxygen Clean (AA) acc. to 4WPI-SW70003 ,Inside Screw with Rising Stem ,Cryogenic Oxygen Service | Globe Valve
2484 | Globe Valve , AP SPEC-ENG-MS009 , Class 300 , Socket Weld End , Extended Bonnet, Handwheel Operator , ASTM A351-CF8 ,Bellows Stem Seal , Resilient Seat ,Oxygen Clean (AA) acc. to 4WPI-SW70003 ,Inside Screw with Rising Stem ,Cryogenic Oxygen Service | Globe Valve
2497 | Globe Valve , AP SPEC-ENG-MS009 , Class 300 , Socket Weld End , Extended Bonnet, Handwheel Operator , ASTM A351-CF8 ,Bellows Stem Seal , Resilient Seat ,Oxygen Clean (AA) acc. to 4WPI-SW70003 ,Inside Screw with Rising Stem ,Cryogenic Oxygen Service | Globe Valve
2519 | Butterfly Valve, Wafer Type , API 609 Category B , Class 150 , Raised-facethru-bolted end without bolt holes ,Manual gear operator , ASTM A351-CF8M ,316 SS Disk , RPTFE Seat , PTFE Gasketand Seals , Stainless Steel Type 17-4 PHShaft , Oxygen Clean (AA) acc. to4WPI-SW70003 , Oxygen Service | Gasket
2520 | Butterfly Valve, Wafer Type , API 609 Category B , Class 150 , Raised-facethru-bolted end without bolt holes ,Manual gear operator , ASTM A351-CF8M ,316 SS Disk , RPTFE Seat , PTFE Gasketand Seals , Stainless Steel Type 17-4 PHShaft , Oxygen Clean (AA) acc. to4WPI-SW70003 , Oxygen Service | Gasket
2529 | Globe Valve , AP SPEC-ENG-MS009 , Class 300 , Plain End , Bolted Bonnet ,Handwheel Operator , ASTM B62 Cl.C83600, Resilient Seat , Oxygen Clean (AA)acc. to 4WPI-SW70003 , Inside Screw withRising Stem , 76mm Long Stainless SteelPipe Stubs , Cryogenic Oxygen Service,SCH/THK S-40S | Pipe
2530 | Globe Valve , AP SPEC-ENG-MS009 , Class 300 , Plain End x Female Threaded End ,Bolted Bonnet , Handwheel Operator ,ASTM B62 Cl.C83600 , Resilient Seat ,Oxygen Clean (AA) acc. to 4WPI-SW70003 ,Inside Screw with Rising Stem , 76mmLong Monel Pipe Stub Inlet , CryogenicOxygen Service, SCH/THK S-40 | Pipe
2531 | Globe Valve , AP SPEC-ENG-MS009 , Class 300 , Plain End x Female Threaded End ,Bolted Bonnet , Handwheel Operator ,ASTM B62 Cl.C83600 , Resilient Seat ,Oxygen Clean (AA) acc. to 4WPI-SW70003 ,Inside Screw with Rising Stem , 76mmLong Monel Pipe Stub Inlet , CryogenicOxygen Service, SCH/THK S-40 | Pipe
2536 | Globe Valve , AP SPEC-ENG-MS009 , Class 150 , Beveled End , Extended BoltedBonnet , Handwheel Operator , ASTMA351-CF3M , Resilient Seat , ProcessClean (B) acc. to 4WPI-SW70002 ,Cryogenic Service, SCH/THK S-10S | Bolt
2553 | Globe Valve , AP SPEC-ENG-MS009 , Class 150 , Beveled End , Extended BoltedBonnet , Handwheel Operator , ASTMA351-CF3M , Resilient Seat , ProcessClean (B) acc. to 4WPI-SW70002 ,Cryogenic Service, SCH/THK S-10S | Bolt
2554 | Globe Valve , AP SPEC-ENG-MS009 , Class 300 , Socket Weld End , Extended BoltedBonnet , Handwheel Operator , ASTMA351-CF8 , Bronze Topworks , ResilientSeat , Process Clean (B) acc. to4WPI-SW70002 , Inside Screw with RisingStem , Cryogenic Service | Bolt
2615 | Butterfly Valve, Wafer Type , API 609 Category B , Class 150 , Raised-facethru-bolted end without bolt holes ,Manual gear operator , ASTM A216-WCB ,Stainless Steel Type 304 or 316 Disk ,RPTFE Seat , Stainless Steel Type 17-4PH Shaft , Process Clean (B) acc. to4WPI-SW70002 | Butterfly Valve
2639 | Butterfly Valve, Wafer Type , API 609 Category B , Class 150 , Raised-facethru-bolted end without bolt holes ,Manual gear operator , ASTM A216-WCB ,Stainless Steel Type 304 or 316 Disk ,RPTFE Seat , Stainless Steel Type 17-4PH Shaft , Process Clean (B) acc. to4WPI-SW70002 | Butterfly Valve
2662 | Globe Valve , API STD 602 , Class 800 , Socket Welded End x Female Threaded End, Bolted Bonnet , Handwheel Operator ,ASTM A105N , API Trim 8 , Process Clean(B) acc. to 4WPI-SW70002 | Bolt
2676 | Globe Valve , API STD 602 , Class 800 , Socket Welded End x Female Threaded End, Bolted Bonnet , Handwheel Operator ,ASTM A105N , API Trim 8 , Process Clean(B) acc. to 4WPI-SW70002 | Bolt
2694 | Globe Valve , API STD 602 , Class 800 , Socket Welded End x Female Threaded End, Bolted Bonnet , Handwheel Operator ,ASTM A105N , API Trim 8 , Process Clean(B) acc. to 4WPI-SW70002 | Bolt
2707 | Butterfly Valve, Wafer Type , AP SPEC-ENG-MS009, Extended Stem , Class300 , Raised-face thru-bolted endwithout bolt holes , Manual gearoperator , ASTM A351-CF8M , 316 SS Disk, RPTFE Seat , Stainless Steel Type 17-4PH Shaft , Process Clean (B) acc. to4WPI-SW70002 , Cryogenic Servic | Butterfly Valve
2721 | Butterfly Valve, Wafer Type , AP SPEC-ENG-MS009, Extended Stem , Class300 , Raised-face thru-bolted endwithout bolt holes , Manual gearoperator , ASTM A351-CF8M , 316 SS Disk, RPTFE Seat , Stainless Steel Type 17-4PH Shaft , Process Clean (B) acc. to4WPI-SW70002 , Cryogenic Service | Butterfly Valve
2722 | Globe Valve , AP SPEC-ENG-MS009 , Class 300 , Socket Welded End x FemaleThreaded End , Bolted Bonnet , HandwheelOperator , ASTM A351-CF8 , BronzeTopworks , Resilient Seat , ProcessClean (B) acc. to 4WPI-SW70002 , InsideScrew with Rising Stem , CryogenicService | Bolt
2733 | Butterfly Valve, Wafer Type , AP SPEC-ENG-MS009, Extended Stem , Class300 , Raised-face thru-bolted endwithout bolt holes , Manual gearoperator , ASTM A351-CF8M , 316 SS Disk, RPTFE Seat , Stainless Steel Type 17-4PH Shaft , Process Clean (B) acc. to4WPI-SW70002 , Cryogenic Service | Butterfly Valve
2745 | Butterfly Valve, Wafer Type , AP SPEC-ENG-MS009, Extended Stem , Class300 , Raised-face thru-bolted endwithout bolt holes , Manual gearoperator , ASTM A351-CF8M , 316 SS Disk, RPTFE Seat , Stainless Steel Type 17-4PH Shaft , Process Clean (B) acc. to4WPI-SW70002 , Cryogenic Service | Butterfly Valve
2746 | Globe Valve , AP SPEC-ENG-MS009 , Class 300 , Socket Welded End x FemaleThreaded End , Bolted Bonnet , HandwheelOperator , ASTM A351-CF8 , BronzeTopworks , Resilient Seat , ProcessClean (B) acc. to 4WPI-SW70002 , InsideScrew with Rising Stem , CryogenicService | Bolt
2757 | Butterfly Valve, Wafer Type , AP SPEC-ENG-MS009, Extended Stem , Class300 , Raised-face thru-bolted endwithout bolt holes , Manual gearoperator , ASTM A351-CF8M , 316 SS Disk, RPTFE Seat , Stainless Steel Type 17-4PH Shaft , Process Clean (B) acc. to4WPI-SW70002 , Cryogenic Service | Butterfly Valve
2768 | Globe Valve , AP SPEC-ENG-MS009 , Class 300 , Socket Welded End x FemaleThreaded End , Bolted Bonnet , HandwheelOperator , ASTM A351-CF8 , BronzeTopworks , Resilient Seat , ProcessClean (B) acc. to 4WPI-SW70002 , InsideScrew with Rising Stem , CryogenicService | Bolt
2777 | Butterfly Valve, Wafer Type , APSPEC-ENG-MS009, Extended Stem , Class300 , Raised-face thru-bolted endwithout bolt holes , Manual gearoperator , ASTM A351-CF8M , 316 SS Disk, RPTFE Seat , Stainless Steel Type 17-4PH Shaft , Process Clean (B) acc. to4WPI-SW70002 , Cryogenic Service | Butterfly Valve
2804 | Needle Valve , Generic manufacturer , 6000 psig , Socket Welded End x FemaleThreaded End , Union Bonnet , T-handle,short , 316L stainless steel , PTFEPacking , Oxygen Clean (AA) acc. to4WPI-SW70003 | Needle Valve
2831 | Gate Valve, Flexible Wedge , API 600 , Class 300 , Raised-face flanged end ,Bolted Bonnet , Handwheel Operator ,ASTM A351-CF8M , API Trim 12 , ProcessClean (B) acc. to 4WPI-SW70002 | Bolt
2832 | Globe Valve , AP SPEC-ENG-MS009 , Class 300 , Socket Welded End x FemaleThreaded End , Bolted Bonnet , HandwheelOperator , ASTM A351-CF8 , BronzeTopworks , Resilient Seat , ProcessClean (B) acc. to 4WPI-SW70002 , InsideScrew with Rising Stem , CryogenicService | Bolt
2854 | Gate Valve, Flexible Wedge , API 600 , Class 300 , Raised-face flanged end ,Bolted Bonnet , Handwheel Operator ,ASTM A351-CF8M , API Trim 12 , ProcessClean (B) acc. to 4WPI-SW70002 | Bolt
2855 | Globe Valve , AP SPEC-ENG-MS009 , Class 300 , Socket Welded End x FemaleThreaded End , Bolted Bonnet , HandwheelOperator , ASTM A351-CF8 , BronzeTopworks , Resilient Seat , ProcessClean (B) acc. to 4WPI-SW70002 , InsideScrew with Rising Stem , CryogenicService | Bolt
2856 | Gate Valve, Solid Wedge , API 602 , Class 800 , Socket Welded End x FemaleThreaded End , Bolted Bonnet , HandwheelOperator , ASTM A182 Grade F 316/F 316L, API Trim 12 , Process Clean (B) acc.to 4WPI-SW70002 | Bolt
2875 | Butterfly Valve, Wafer Type , API 609 Category B , Class 300 , Raised-facethru-bolted end without bolt holes ,Manual gear operator , ASTM A351-CF8M ,316 SS Disk , RPTFE Seat , StainlessSteel Type 17-4 PH Shaft , Process Clean(B) acc. to 4WPI-SW70002 | Butterfly Valve
2876 | Globe Valve , API STD 602 , Class 800 , Socket Weld End , Bolted Bonnet ,Handwheel Operator , ASTM A182 Grade F316/F 316L , API Trim 12 , Process Clean(B) acc. to 4WPI-SW70002 | Bolt
2905 | Needle Valve , Generic manufacturer , 6000 psig , Socket Welded End x FemaleThreaded End , Union Bonnet , T-handle,short , 316L stainless steel , PTFEPacking , Oxygen Clean (AA) acc. to4WPI-SW70003 | Needle Valve
2932 | Gate Valve, Flexible Wedge , API 600 , Class 300 , Raised-face flanged end ,Bolted Bonnet , Handwheel Operator ,ASTM A351-CF8M , API Trim 12 , ProcessClean (B) acc. to 4WPI-SW70002 | Bolt
2933 | Globe Valve , AP SPEC-ENG-MS009 , Class 300 , Socket Welded End x FemaleThreaded End , Bolted Bonnet , HandwheelOperator , ASTM A351-CF8 , BronzeTopworks , Resilient Seat , ProcessClean (B) acc. to 4WPI-SW70002 , InsideScrew with Rising Stem , CryogenicService | Bolt
2955 | Gate Valve, Flexible Wedge , API 600 , Class 300 , Raised-face flanged end ,Bolted Bonnet , Handwheel Operator ,ASTM A351-CF8M , API Trim 12 , ProcessClean (B) acc. to 4WPI-SW70002 | Bolt
2956 | Globe Valve , AP SPEC-ENG-MS009 , Class 300 , Socket Welded End x FemaleThreaded End , Bolted Bonnet , HandwheelOperator , ASTM A351-CF8 , BronzeTopworks , Resilient Seat , ProcessClean (B) acc. to 4WPI-SW70002 , InsideScrew with Rising Stem , CryogenicService | Bolt
2957 | Gate Valve, Solid Wedge , API 602 , Class 800 , Socket Welded End x FemaleThreaded End , Bolted Bonnet , HandwheelOperator , ASTM A182 Grade F 316/F 316L, API Trim 12 , Process Clean (B) acc.to 4WPI-SW70002 | Bolt
2976 | Butterfly Valve, Wafer Type , API 609 Category B , Class 300 , Raised-facethru-bolted end without bolt holes ,Manual gear operator , ASTM A351-CF8M ,316 SS Disk , RPTFE Seat , StainlessSteel Type 17-4 PH Shaft , Process Clean(B) acc. to 4WPI-SW70002 | Butterfly Valve
2977 | Globe Valve , API STD 602 , Class 800 , Socket Weld End , Bolted Bonnet ,Handwheel Operator , ASTM A182 Grade F316/F 316L , API Trim 12 , Process Clean(B) acc. to 4WPI-SW70002 | Bolt
3006 | Needle Valve , Generic manufacturer , 6000 psig , Socket Welded End x FemaleThreaded End , Union Bonnet , T-handle,short , 316L stainless steel , PTFEPacking , Oxygen Clean (AA) acc. to4WPI-SW70003 | Needle Valve
3031 | Gate Valve, Flexible Wedge , API 600 , Class 300 , Raised-face flanged end ,Bolted Bonnet , Handwheel Operator ,ASTM A351-CF8M , API Trim 12 , ProcessClean (B) acc. to 4WPI-SW70002 | Bolt
3032 | Gate Valve, Flexible Wedge , API 600 , Class 300 , Raised-face flanged end ,Bolted Bonnet , Handwheel Operator ,ASTM A351-CF8M , API Trim 12 , ProcessClean (B) acc. to 4WPI-SW70002 | Bolt
3033 | Globe Valve , AP SPEC-ENG-MS009 , Class 300 , Socket Welded End x FemaleThreaded End , Bolted Bonnet , HandwheelOperator , ASTM A351-CF8 , BronzeTopworks , Resilient Seat , ProcessClean (B) acc. to 4WPI-SW70002 , InsideScrew with Rising Stem , CryogenicService | Bolt
3034 | Globe Valve , AP SPEC-ENG-MS009 , Class 300 , Socket Welded End x FemaleThreaded End , Bolted Bonnet , HandwheelOperator , ASTM A351-CF8 , BronzeTopworks , Resilient Seat , ProcessClean (B) acc. to 4WPI-SW70002 , InsideScrew with Rising Stem , CryogenicService | Bolt
3054 | Butterfly Valve, Wafer Type , API 609 Category B , Class 300 , Raised-facethru-bolted end without bolt holes ,Manual gear operator , ASTM A351-CF8M ,316 SS Disk , RPTFE Seat , StainlessSteel Type 17-4 PH Shaft , Process Clean(B) acc. to 4WPI-SW70002 | Butterfly Valve
3055 | Gate Valve, Solid Wedge , API 602 , Class 800 , Socket Welded End x FemaleThreaded End , Bolted Bonnet , HandwheelOperator , ASTM A182 Grade F 316/F 316L, API Trim 12 , Process Clean (B) acc.to 4WPI-SW70002 | Bolt
3056 | Globe Valve , API STD 602 , Class 800 , Socket Weld End , Bolted Bonnet ,Handwheel Operator , ASTM A182 Grade F316/F 316L , API Trim 12 , Process Clean(B) acc. to 4WPI-SW70002SUPPORTS | Bolt
3076 | Butterfly Valve, Wafer Type , API 609 Category B , Class 150 , Raised-facethru-bolted end without bolt holes ,Manual gear operator , ASTM A351-CF8M ,316 SS Disk , RPTFE Seat , StainlessSteel Type 17-4 PH Shaft , Process Clean(B) acc. to 4WPI-SW70002 | Butterfly Valve
3077 | Dual Plate Check Valve , API 594 , Class 150 , Raised-face thru-bolted endwithout bolt holes , Wafer , ASTMA351-CF8M , API Trim 12 , Process Clean(B) acc. to 4WPI-SW70002 | Dual Plate Check Valve
3078 | Globe Valve , API STD 602 , Class 800 , Socket Welded End x Female Threaded End, Bolted Bonnet , Handwheel Operator ,ASTM A182 Grade F 316/F 316L , API Trim12 , Process Clean (B) acc. to4WPI-SW70002 | Bolt
3079 | Globe Valve , API STD 602 , Class 800 , Socket Welded End x Female Threaded End, Bolted Bonnet , Handwheel Operator ,ASTM A182 Grade F 316/F 316L , API Trim12 , Process Clean (B) acc. to4WPI-SW70002 | Bolt
3109 | Butterfly Valve, Wafer Type , API 609 Category B , Class 300 , Raised-facethru-bolted end without bolt holes ,Manual gear operator , ASTM A351-CF8M ,316 SS Disk , RPTFE Seat , StainlessSteel Type 17-4 PH Shaft , Process Clean(B) acc. to 4WPI-SW70002 | Butterfly Valve
3110 | Globe Valve , API STD 602 , Class 800 , Socket Welded End x Female Threaded End, Bolted Bonnet , Handwheel Operator ,ASTM A182 Grade F 316/F 316L , API Trim12 , Process Clean (B) acc. to4WPI-SW70002 | Bolt
3117 | Globe Valve , API STD 602 , Class 800 , Socket Welded End x Female Threaded End, Bolted Bonnet , Handwheel Operator ,ASTM A182 Grade F 316/F 316L , API Trim12 , Process Clean (B) acc. to4WPI-SW70002 | Bolt
3118 | Globe Valve , API STD 602 , Class 800 , Socket Welded End x Female Threaded End, Bolted Bonnet , Handwheel Operator ,ASTM A182 Grade F 316/F 316L , API Trim12 , Process Clean (B) acc. to4WPI-SW70002 | Bolt
3134 | Globe Valve , API STD 602 , Class 800 , Socket Welded End x Female Threaded End, Bolted Bonnet , Handwheel Operator ,ASTM A182 Grade F 316/F 316L , API Trim12 , Process Clean (B) acc. to4WPI-SW70002 | Bolt
3148 | Butterfly Valve, Wafer Type , API 609 Category B , Class 150 , Raised-facethru-bolted end without bolt holes ,Manual gear operator , ASTM A351-CF8M ,316 SS Disk , RPTFE Seat , StainlessSteel Type 17-4 PH Shaft , Process Clean(B) acc. to 4WPI-SW70002 | Butterfly Valve
3149 | Globe Valve , API STD 602 , Class 800 , Socket Welded End x Female Threaded End, Bolted Bonnet , Handwheel Operator ,ASTM A182 Grade F 316/F 316L , API Trim12 , Process Clean (B) acc. to4WPI-SW70002 | Bolt
3161 | Needle Valve , Generic manufacturer , 6000 psig , Socket Welded End x FemaleThreaded End , Union Bonnet , T-handle,short , 316L stainless steel , PTFEPacking , Oxygen Clean (AA) acc. to4WPI-SW70003 | Needle Valve
3162 | Needle Valve , Generic manufacturer , 6000 psig , Socket Welded End x FemaleThreaded End , Union Bonnet , T-handle,short , 316L stainless steel , PTFEPacking , Oxygen Clean (AA) acc. to4WPI-SW70003 | Needle Valve
3180 | Dual Plate Check Valve , API 594 , Class 150 , Raised-face thru-bolted endwithout bolt holes , Wafer , ASTMA351-CF8M , API Trim 12 , Process Clean(B) acc. to 4WPI-SW70002 | Dual Plate Check Valve
3181 | Globe Valve , API STD 602 , Class 800 , Socket Welded End x Female Threaded End, Bolted Bonnet , Handwheel Operator ,ASTM A182 Grade F 316/F 316L , API Trim12 , Process Clean (B) acc. to4WPI-SW70002 | Bolt
3201 | Butterfly Valve, Wafer Type , API 609 Category B , Class 150 , Raised-facethru-bolted end without bolt holes ,Manual gear operator , ASTM A351-CF8M ,316 SS Disk , RPTFE Seat , StainlessSteel Type 17-4 PH Shaft , Process Clean(B) acc. to 4WPI-SW70002 | Butterfly Valve
3202 | Globe Valve , API STD 602 , Class 800 , Socket Welded End x Female Threaded End, Bolted Bonnet , Handwheel Operator ,ASTM A182 Grade F 316/F 316L , API Trim12 , Process Clean (B) acc. to4WPI-SW70002 | Bolt
3214 | Needle Valve , Generic manufacturer , 6000 psig , Socket Welded End x FemaleThreaded End , Union Bonnet , T-handle,short , 316L stainless steel , PTFEPacking , Oxygen Clean (AA) acc. to4WPI-SW70003 | Needle Valve
3215 | Needle Valve , Generic manufacturer , 6000 psig , Socket Welded End x FemaleThreaded End , Union Bonnet , T-handle,short , 316L stainless steel , PTFEPacking , Oxygen Clean (AA) acc. to4WPI-SW70003 | Needle Valve
3233 | Dual Plate Check Valve , API 594 , Class 150 , Raised-face thru-bolted endwithout bolt holes , Wafer , ASTMA351-CF8M , API Trim 12 , Process Clean(B) acc. to 4WPI-SW70002 | Dual Plate Check Valve
3234 | Globe Valve , API STD 602 , Class 800 , Socket Welded End x Female Threaded End, Bolted Bonnet , Handwheel Operator ,ASTM A182 Grade F 316/F 316L , API Trim12 , Process Clean (B) acc. to4WPI-SW70002 | Bolt
3241 | Needle Valve , Generic manufacturer , 6000 psig , Socket Welded End x FemaleThreaded End , Union Bonnet , T-handle,short , 316L stainless steel , PTFEPacking , Oxygen Clean (AA) acc. to4WPI-SW70003 | Needle Valve
3242 | Needle Valve , Generic manufacturer , 6000 psig , Socket Welded End x FemaleThreaded End , Union Bonnet , T-handle,short , 316L stainless steel , PTFEPacking , Oxygen Clean (AA) acc. to4WPI-SW70003 | Needle Valve
3243 | Needle Valve , Generic manufacturer , 6000 psig , Socket Welded End x FemaleThreaded End , Union Bonnet , T-handle,short , 316L stainless steel , PTFEPacking , Oxygen Clean (AA) acc. to4WPI-SW70003 | Needle Valve
3258 | Butterfly Valve, Wafer Type , API 609 Category B , Class 150 , Raised-facethru-bolted end without bolt holes ,Manual gear operator , ASTM A351-CF8M ,316 SS Disk , RPTFE Seat , StainlessSteel Type 17-4 PH Shaft , Process Clean(B) acc. to 4WPI-SW70002 | Butterfly Valve
3259 | Needle Valve , Generic manufacturer , 6000 psig , Socket Welded End x FemaleThreaded End , Union Bonnet , T-handle,short , 316L stainless steel , PTFEPacking , Oxygen Clean (AA) acc. to4WPI-SW70003 | Needle Valve
3260 | Globe Valve , API STD 602 , Class 800 , Socket Welded End x Female Threaded End, Bolted Bonnet , Handwheel Operator ,ASTM A182 Grade F 316/F 316L , API Trim12 , Process Clean (B) acc. to4WPI-SW70002 | Bolt
3281 | Dual Plate Check Valve , API 594 , Class 150 , Raised-face thru-bolted endwithout bolt holes , Wafer , ASTMA351-CF8M , API Trim 12 , Process Clean(B) acc. to 4WPI-SW70002 | Dual Plate Check Valve
3282 | Globe Valve , API STD 602 , Class 800 , Socket Welded End x Female Threaded End, Bolted Bonnet , Handwheel Operator ,ASTM A182 Grade F 316/F 316L , API Trim12 , Process Clean (B) acc. to4WPI-SW70002 | Bolt
3373 | Butterfly Valve Short Pattern, Double Flanged , API 609 Category B , Class 150, Raised-face flanged end , Manual gearoperator , ASTM A351-CF8M , 316 SS Disk, RPTFE Seat , Stainless Steel Type 17-4PH Shaft , Process Clean (B) acc. to4WPI-SW70002 , ASME B16.47 Series A | Butterfly Valve
3374 | Butterfly Valve, Wafer Type , API 609 Category B , Class 150 , Raised-facethru-bolted end without bolt holes ,Manual gear operator , ASTM A351-CF8M ,316 SS Disk , RPTFE Seat , StainlessSteel Type 17-4 PH Shaft , Process Clean(B) acc. to 4WPI-SW70002 | Butterfly Valve
3375 | Butterfly Valve, Wafer Type , API 609 Category B , Class 150 , Raised-facethru-bolted end without bolt holes ,Manual gear operator , ASTM A351-CF8M ,316 SS Disk , RPTFE Seat , StainlessSteel Type 17-4 PH Shaft , Process Clean(B) acc. to 4WPI-SW70002 | Butterfly Valve
3376 | Globe Valve , API STD 602 , Class 800 , Socket Welded End x Female Threaded End, Bolted Bonnet , Handwheel Operator ,ASTM A182 Grade F 316/F 316L , API Trim12 , Process Clean (B) acc. to4WPI-SW70002 | Bolt
3388 | Butterfly Valve Short Pattern, Double Flanged , API 609 Category B , Class 150, Raised-face flanged end , Manual gearoperator , ASTM A351-CF8M , 316 SS Disk, RPTFE Seat , Stainless Steel Type 17-4PH Shaft , Process Clean (B) acc. to4WPI-SW70002 , ASME B16.47 Series A | Butterfly Valve
3389 | Globe Valve , API STD 602 , Class 800 , Socket Welded End x Female Threaded End, Bolted Bonnet , Handwheel Operator ,ASTM A182 Grade F 316/F 316L , API Trim12 , Process Clean (B) acc. to4WPI-SW70002 | Bolt
3405 | Butterfly Valve, Wafer Type , API 609 Category B , Class 150 , Raised-facethru-bolted end without bolt holes ,Manual gear operator , ASTM A351-CF8M ,316 SS Disk , RPTFE Seat , StainlessSteel Type 17-4 PH Shaft , Process Clean(B) acc. to 4WPI-SW70002 | Butterfly Valve
3421 | Gate Valve, Flexible Wedge , API 600 , Class 150 , Beveled End , Bolted Bonnet, Handwheel Operator , ASTM A216-WCB ,API Trim 8 , Standard Clean (SC) acc. to4WPI-SW70001, SCH/THK S-STD | Bolt
3422 | Gate Valve, Flexible Wedge , API 600 , Class 150 , Beveled End , Bolted Bonnet, Handwheel Operator , ASTM A216-WCB ,API Trim 8 , Standard Clean (SC) acc. to4WPI-SW70001, SCH/THK S-STD | Bolt
3423 | Globe Valve , API STD 602 , Class 800 , Socket Welded End x Female Threaded End, Bolted Bonnet , Handwheel Operator ,ASTM A105N , API Trim 8 , Standard Clean(SC) acc. to 4WPI-SW70001 | Bolt
3430 | Gate Valve, Flexible Wedge , API 600 , Class 150 , Beveled End , Bolted Bonnet, Handwheel Operator , ASTM A216-WCB ,API Trim 8 , Standard Clean (SC) acc. to4WPI-SW70001, SCH/THK S-STD | Bolt
3431 | Gate Valve, Flexible Wedge , API 600 , Class 150 , Beveled End , Bolted Bonnet, Handwheel Operator , ASTM A216-WCB ,API Trim 8 , Standard Clean (SC) acc. to4WPI-SW70001, SCH/THK S-STD | Bolt
3432 | Globe Valve , API STD 602 , Class 800 , Socket Welded End x Female Threaded End, Bolted Bonnet , Handwheel Operator ,ASTM A105N , API Trim 8 , Standard Clean(SC) acc. to 4WPI-SW70001 | Bolt
3439 | Gate Valve, Flexible Wedge , API 600 , Class 150 , Beveled End , Bolted Bonnet, Handwheel Operator , ASTM A216-WCB ,API Trim 8 , Standard Clean (SC) acc. to4WPI-SW70001, SCH/THK S-STD | Bolt
3440 | Gate Valve, Flexible Wedge , API 600 , Class 150 , Beveled End , Bolted Bonnet, Handwheel Operator , ASTM A216-WCB ,API Trim 8 , Standard Clean (SC) acc. to4WPI-SW70001, SCH/THK S-STD | Bolt
3441 | Globe Valve , API STD 602 , Class 800 , Socket Welded End x Female Threaded End, Bolted Bonnet , Handwheel Operator ,ASTM A105N , API Trim 8 , Standard Clean(SC) acc. to 4WPI-SW70001 | Bolt
3478 | Butterfly Valve, Wafer Type , API 609 Category B , Class 150 , Raised-facethru-bolted end without bolt holes ,Manual gear operator , ASTM A351-CF8M ,316 SS Disk , RPTFE Seat , StainlessSteel Type 17-4 PH Shaft , Process Clean(B) acc. to 4WPI-SW70002 | Butterfly Valve
3479 | Globe Valve , API STD 602 , Class 800 , Socket Welded End x Female Threaded End, Bolted Bonnet , Handwheel Operator ,ASTM A182 Grade F 316/F 316L , API Trim12 , Process Clean (B) acc. to4WPI-SW70002 | Bolt
3490 | Butterfly Valve, Wafer Type , API 609 Category B , Class 150 , Raised-facethru-bolted end without bolt holes ,Manual gear operator , ASTM A351-CF8M ,316 SS Disk , RPTFE Seat , StainlessSteel Type 17-4 PH Shaft , Process Clean(B) acc. to 4WPI-SW70002 | Butterfly Valve
3491 | Globe Valve , API STD 602 , Class 800 , Socket Welded End x Female Threaded End, Bolted Bonnet , Handwheel Operator ,ASTM A182 Grade F 316/F 316L , API Trim12 , Process Clean (B) acc. to4WPI-SW70002 | Bolt
3502 | Butterfly Valve, Wafer Type , API 609 Category B , Class 150 , Raised-facethru-bolted end without bolt holes ,Manual gear operator , ASTM A351-CF8M ,316 SS Disk , RPTFE Seat , StainlessSteel Type 17-4 PH Shaft , Process Clean(B) acc. to 4WPI-SW70002 | Butterfly Valve
3503 | Globe Valve , API STD 602 , Class 800 , Socket Welded End x Female Threaded End, Bolted Bonnet , Handwheel Operator ,ASTM A182 Grade F 316/F 316L , API Trim12 , Process Clean (B) acc. to4WPI-SW70002 | Bolt
3510 | Gate Valve, Solid Wedge , API 602 , Class 800 , Socket Weld End , BoltedBonnet , Handwheel Operator , ASTM A105N, API Trim 8 , Standard Clean (SC) acc.to 4WPI-SW70001 | Bolt
3511 | Swing Check Valve , API STD 602 , Class 800 , Socket Weld End , Bolted Cover ,ASTM A105N , API Trim 8 , Standard Clean(SC) acc. to 4WPI-SW70001 | Bolt
3535 | Gate Valve, Solid Wedge , API 602 , Class 800 , Socket Weld End , BoltedBonnet , Handwheel Operator , ASTM A105N, API Trim 8 , Standard Clean (SC) acc.to 4WPI-SW70001 | Bolt
3536 | Swing Check Valve , API STD 602 , Class 800 , Socket Weld End , Bolted Cover ,ASTM A105N , API Trim 8 , Standard Clean(SC) acc. to 4WPI-SW70001 | Bolt
3537 | Gate Valve, Solid Wedge , API 602 , Class 800 , Socket Welded End x FemaleThreaded End , Bolted Bonnet , HandwheelOperator , ASTM A105N , API Trim 8 ,Standard Clean (SC) acc. to 4WPI-SW70001 | Bolt
3550 | Gate Valve, Solid Wedge , API 602 , Class 800 , Socket Weld End , BoltedBonnet , Handwheel Operator , ASTM A105N, API Trim 8 , Standard Clean (SC) acc.to 4WPI-SW70001 | Bolt
3551 | Gate Valve, Solid Wedge , API 602 , Class 800 , Socket Weld End , BoltedBonnet , Handwheel Operator , ASTM A105N, API Trim 8 , Standard Clean (SC) acc.to 4WPI-SW70001 | Bolt
3552 | Globe Valve , API STD 602 , Class 800 , Socket Welded End x Female Threaded End, Bolted Bonnet , Handwheel Operator ,ASTM A105N , API Trim 8 , Standard Clean(SC) acc. to 4WPI-SW70001 | Bolt
3553 | Gate Valve, Solid Wedge , API 602 , Class 800 , Socket Welded End x FemaleThreaded End , Bolted Bonnet , HandwheelOperator , ASTM A105N , API Trim 8 ,Standard Clean (SC) acc. to 4WPI-SW70001 | Bolt
3571 | Swing Check Valve , API STD 602 , Class 800 , Socket Weld End , Bolted Cover ,ASTM A105N , API Trim 8 , Standard Clean(SC) acc. to 4WPI-SW70001 | Bolt
3572 | Gate Valve, Solid Wedge , API 602 , Class 800 , Socket Weld End , BoltedBonnet , Handwheel Operator , ASTM A105N, API Trim 8 , Standard Clean (SC) acc.to 4WPI-SW70001 | Bolt
3573 | Globe Valve , API STD 602 , Class 800 , Socket Welded End x Female Threaded End, Bolted Bonnet , Handwheel Operator ,ASTM A105N , API Trim 8 , Standard Clean(SC) acc. to 4WPI-SW70001 | Bolt
3603 | Globe Valve , API STD 602 , Class 800 , Socket Weld End , Bolted Bonnet ,Handwheel Operator , ASTM A105N , APITrim 8 , Standard Clean (SC) acc. to4WPI-SW70001 | Bolt
3611 | Globe Valve , API STD 602 , Class 800 , Socket Weld End , Bolted Bonnet ,Handwheel Operator , ASTM A105N , APITrim 8 , Standard Clean (SC) acc. to4WPI-SW70001 | Bolt
3618 | Globe Valve , API STD 602 , Class 800 , Socket Weld End , Bolted Bonnet ,Handwheel Operator , ASTM A105N , APITrim 8 , Standard Clean (SC) acc. to4WPI-SW70001 | Bolt
3678 | Gate Valve, Flexible Wedge , API 600 , Class 150 , Beveled End , Bolted Bonnet, Handwheel Operator , ASTM A351-CF3M ,API Trim 12 , Standard Clean (SC) acc.to 4WPI-SW70001, SCH/THK S-10S | Bolt
3679 | Globe Valve , API STD 602 , Class 800 , Socket Welded End x Female Threaded End, Bolted Bonnet , Handwheel Operator ,ASTM A182 Grade F 316/F 316L , API Trim12 , Standard Clean (SC) acc. to4WPI-SW70001 | Bolt
3698 | Gate Valve, Flexible Wedge , API 600 , Class 150 , Beveled End , Bolted Bonnet, Handwheel Operator , ASTM A351-CF3M ,API Trim 12 , Standard Clean (SC) acc.to 4WPI-SW70001, SCH/THK S-10S | Bolt
3699 | Globe Valve , API STD 602 , Class 800 , Socket Welded End x Female Threaded End, Bolted Bonnet , Handwheel Operator ,ASTM A182 Grade F 316/F 316L , API Trim12 , Standard Clean (SC) acc. to4WPI-SW70001 | Bolt
3718 | Gate Valve, Flexible Wedge , API 600 , Class 150 , Beveled End , Bolted Bonnet, Handwheel Operator , ASTM A351-CF3M ,API Trim 12 , Standard Clean (SC) acc.to 4WPI-SW70001, SCH/THK S-10S | Bolt
3719 | Globe Valve , API STD 602 , Class 800 , Socket Welded End x Female Threaded End, Bolted Bonnet , Handwheel Operator ,ASTM A182 Grade F 316/F 316L , API Trim12 , Standard Clean (SC) acc. to4WPI-SW70001 | Bolt
3732 | Globe Valve , AP SPEC-ENG-MS009 , Class 300 , Socket Weld End , Extended BoltedBonnet , Handwheel Operator , ASTMA351-CF8 , Bronze Topworks , ResilientSeat , Process Clean (B) acc. to4WPI-SW70002 , Inside Screw with RisingStem , Cryogenic Service | Bolt
3802 | Butterfly Valve, Wafer Type , API 609 Category A , 150 psig , Flat Facew/Integral Gaskets , Lever Operator ,ASTM A126 Grade B or A536 Grade 65-45-12, Nylon Coated Disc , EPDM Sleeve ,Stainless Steel Stem , Standard Clean(SC) acc. to 4WPI-SW70001 | Gasket
3803 | Ball Valve , Generic manufacturer , 600 psig , Female Threaded End , Two PieceFloating Ball , Lever Operator , Bronzeor Brass Body , Bronze or Bronze Trim ,PTFE Packing , PTFE Seat , StandardClean (SC) acc. to 4WPI-SW70001 | Ball Valve
3821 | Ball Valve , Generic manufacturer , 600psig , Female Threaded End , Two PieceFloating Ball , Lever Operator , Bronzeor Brass Body , Bronze or Bronze Trim ,PTFE Packing , PTFE Seat , StandardClean (SC) acc. to 4WPI-SW70001 | Ball Valve
3840 | Gate Valve, Flexible Wedge , API 600 , Class 150 , Raised-face flanged end ,Bolted Bonnet , Handwheel Operator ,ASTM A216-WCB , API Trim 8 , StandardClean (SC) acc. to 4WPI-SW70001 | Bolt
3841 | Ball Valve , Generic manufacturer , 600 psig , Female Threaded End , Two PieceFloating Ball , Lever Operator , Bronzepsig , Female Threaded End , Two PieceFloating Ball , Lever Operator , Bronzeor Brass Body , Bronze or Bronze Trim ,PTFE Packing , PTFE Seat , StandardClean (SC) acc. to 4WPI-SW70001 | Ball Valve
3866 | Globe Valve , AP SPEC-ENG-MS009 , Class 300 , Beveled End , Extended Bolted Bonnet , Handwheel Operator , ASTM A351-CF8 , Bronze Topworks , Resilient Seat , Process Clean (B) acc. to 4WPI-SW70002 , Inside Screw with Rising Stem , Cryogenic Service, SCH/THK S-10S | Bolt
3905 | Globe Valve , AP SPEC-ENG-MS009 , Class 300 , Socket Welded End x Female Threaded End , Bolted Bonnet , Handwheel Operator , ASTM A351-CF8 , Bronze Topworks , Resilient Seat , Process Clean (B) acc. to 4WPI-SW70002 , Inside Screw with Rising Stem , Cryogenic Service | Bolt
3945 | Globe Valve , AP SPEC-ENG-MS009 , Class 300 , Socket Welded End x Female Threaded End , Bolted Bonnet , Handwheel Operator , ASTM A351-CF8 , Bronze Topworks , Resilient Seat , Process Clean (B) acc. to 4WPI-SW70002 , Inside Screw with Rising Stem , Cryogenic Service | Bolt
3964 | Gate Valve, Flexible Wedge , AP SPEC-ENG-MS009 , Class 150 , Beveled End , Extended Bolted Bonnet , Handwheel Operator , ASTM A351-CF3M , Resilient Seat , Process Clean (B) acc. to 4WPI-SW70002 , Cryogenic Service, SCH/THK S-10S | Bolt
3999 | Gate Valve, Flexible Wedge , API 600 , Class 150 , Beveled End , Bolted Bonnet , Handwheel Operator , ASTM A216-WCB , API Trim 8 , Standard Clean (SC) acc. to 4WPI-SW70001, SCH/THK S-STD | Bolt
4000 | Gate Valve, Flexible Wedge , API 600 , Class 150 , Beveled End , Bolted Bonnet , Handwheel Operator , ASTM A216-WCB , API Trim 8 , Standard Clean (SC) acc. to 4WPI-SW70001, SCH/THK S-STD | Bolt
4001 | Dual Plate Check Valve , API 594 , Class 150 , Raised-face thru-bolted end without bolt holes , Wafer , ASTM A216-WCB , API Trim 8 , Standard Clean (SC) acc. to 4WPI-SW70001 | Dual Plate Check Valve
4002 | Globe Valve , API STD 602 , Class 800 , Socket Welded End x Female Threaded End , Bolted Bonnet , Handwheel Operator , ASTM A105N , API Trim 8 , Standard Clean (SC) acc. to 4WPI-SW70001 | Bolt
4017 | Gate Valve, Solid Wedge , API 602 , Class 800 , Socket Weld End , Bolted Bonnet , Handwheel Operator , ASTM A105N , API Trim 8 , Standard Clean (SC) acc. to 4WPI-SW70001 | Bolt
4018 | Gate Valve, Solid Wedge , API 602 , Class 800 , Socket Welded End x Female Threaded End , Bolted Bonnet , Handwheel Operator , ASTM A105N , API Trim 8 , Standard Clean (SC) acc. to 4WPI-SW70001 | Bolt
4038 | Swing Check Valve , API STD 602 , Class 800 , Socket Weld End , Bolted Cover , ASTM A105N , API Trim 8 , Standard Clean (SC) acc. to 4WPI-SW70001 | Bolt
4039 | Gate Valve, Solid Wedge , API 602 , Class 800 , Socket Weld End , Bolted Bonnet , Handwheel Operator , ASTM A105N , API Trim 8 , Standard Clean (SC) acc. to 4WPI-SW70001 | Bolt
4040 | Globe Valve , API STD 602 , Class 800 , Socket Welded End x Female Threaded End , Bolted Bonnet , Handwheel Operator , ASTM A105N , API Trim 8 , Standard Clean (SC) acc. to 4WPI-SW70001 | Bolt
4041 | Gate Valve, Solid Wedge , API 602 , Class 800 , Socket Welded End x Female Threaded End , Bolted Bonnet , Handwheel Operator , ASTM A105N , API Trim 8 , Standard Clean (SC) acc. to 4WPI-SW70001 | Bolt
4065 | Gate Valve, Solid Wedge , API 602 , Class 800 , Socket Welded End x Female Threaded End , Bolted Bonnet , Handwheel Operator , ASTM A105N , API Trim 8 , Standard Clean (SC) acc. to 4WPI-SW70001 | Bolt
4082 | Gate Valve, Solid Wedge , API 602 , Class 800 , Socket Weld End , Bolted Bonnet , Handwheel Operator , ASTM A105N , API Trim 8 , Standard Clean (SC) acc. to 4WPI-SW70001 | Bolt
4083 | Swing Check Valve , API STD 602 , Class 800 , Socket Weld End , Bolted Cover , ASTM A105N , API Trim 8 , Standard Clean (SC) acc. to 4WPI-SW70001 | Bolt
4084 | Gate Valve, Solid Wedge , API 602 , Class 800 , Socket Welded End x Female Threaded End , Bolted Bonnet , Handwheel Operator , ASTM A105N , API Trim 8 , Standard Clean (SC) acc. to 4WPI-SW70001 | Bolt
4085 | Globe Valve , API STD 602 , Class 800 , Socket Welded End x Female Threaded End , Bolted Bonnet , Handwheel Operator , ASTM A105N , API Trim 8 , Standard Clean (SC) acc. to 4WPI-SW70001 | Bolt
4108 | Gate Valve, Solid Wedge , API 602 , Class 800 , Socket Weld End , Bolted Bonnet , Handwheel Operator , ASTM A105N , API Trim 8 , Standard Clean (SC) acc. to 4WPI-SW70001 | Bolt
4127 | Gate Valve, Solid Wedge , API 602 , Class 800 , Socket Weld End , Bolted Bonnet , Handwheel Operator , ASTM A105N , API Trim 8 , Standard Clean (SC) acc. to 4WPI-SW70001 | Bolt
4149 | Gate Valve, Solid Wedge , API 602 , Class 800 , Socket Weld End , Bolted Bonnet , Handwheel Operator , ASTM A105N , API Trim 8 , Standard Clean (SC) acc. to 4WPI-SW70001 | Bolt
4165 | Globe Valve , API STD 602 , Class 800 , Socket Welded End x Female Threaded End , Bolted Bonnet , Handwheel Operator , ASTM A105N , API Trim 8 , Standard Clean (SC) acc. to 4WPI-SW70001 | Bolt
4166 | Globe Valve , API STD 602 , Class 800 , Socket Welded End x Female Threaded End , Bolted Bonnet , Handwheel Operator , ASTM A105N , API Trim 8 , Standard Clean (SC) acc. to 4WPI-SW70001 | Bolt
4184 | Globe Valve , API STD 602 , Class 800 , Socket Weld End , Bolted Bonnet , Handwheel Operator , ASTM A105N , API Trim 8 , Standard Clean (SC) acc. to 4WPI-SW70001 | Bolt
4185 | Globe Valve , API STD 602 , Class 800 , Socket Welded End x Female Threaded End , Bolted Bonnet , Handwheel Operator , ASTM A105N , API Trim 8 , Standard Clean (SC) acc. to 4WPI-SW70001 | Bolt
4233 | Globe Valve , API STD 602 , Class 800 , Socket Welded End x Female Threaded End , Bolted Bonnet , Handwheel Operator , ASTM A105N , API Trim 8 , Standard Clean (SC) acc. to 4WPI-SW70001 | Bolt
4234 | Gate Valve, Solid Wedge , API 602 , Class 800 , Socket Weld End , Bolted Bonnet , Handwheel Operator , ASTM A105N , API Trim 8 , Standard Clean (SC) acc. to 4WPI-SW70001 | Bolt
4269 | Gate Valve, Flexible Wedge , API 600 , Class 150 , Beveled End , Bolted Bonnet , Handwheel Operator , ASTM A216-WCB , API Trim 8 , Standard Clean (SC) acc. to 4WPI-SW70001, SCH/THK S-STD | Bolt
4271 | Dual Plate Check Valve , API 594 , Class 150 , Raised-face thru-bolted end without bolt holes , Wafer , ASTM A216-WCB , API Trim 8 , Standard Clean (SC) acc. to 4WPI-SW70001 | Dual Plate Check Valve
4272 | Globe Valve , API STD 602 , Class 800 , Socket Welded End x Female Threaded End , Bolted Bonnet , Handwheel Operator , ASTM A105N , API Trim 8 , Standard Clean (SC) acc. to 4WPI-SW70001 | Bolt
4273 | Gate Valve, Solid Wedge , API 602 , Class 800 , Socket Welded End x Female Threaded End , Bolted Bonnet , Handwheel Operator , ASTM A105N , API Trim 8 , Standard Clean (SC) acc. to 4WPI-SW70001 | Bolt
4274 | Globe Valve , API STD 602 , Class 800 , Socket Welded End x Female Threaded End , Bolted Bonnet , Handwheel Operator , ASTM A105N , API Trim 8 , Standard Clean (SC) acc. to 4WPI-SW70001 | Bolt
4295 | Gate Valve, Flexible Wedge , API 600 , Class 150 , Beveled End , Bolted Bonnet , Handwheel Operator , ASTM A216-WCB , API Trim 8 , Standard Clean (SC) acc. to 4WPI-SW70001, SCH/THK S-STD | Bolt
4296 | Gate Valve, Flexible Wedge , API 600 , Class 150 , Beveled End , Bolted Bonnet , Handwheel Operator , ASTM A216-WCB , API Trim 8 , Standard Clean (SC) acc. to 4WPI-SW70001, SCH/THK S-STD | Bolt
4297 | Dual Plate Check Valve , API 594 , Class 150 , Raised-face thru-bolted end without bolt holes , Wafer , ASTM A216-WCB , API Trim 8 , Standard Clean (SC) acc. to 4WPI-SW70001 | Dual Plate Check Valve
4298 | Gate Valve, Solid Wedge , API 602 , Class 800 , Socket Welded End x Female Threaded End , Bolted Bonnet , Handwheel Operator , ASTM A105N , API Trim 8 , Standard Clean (SC) acc. to 4WPI-SW70001 | Bolt
4329 | Dual Plate Check Valve , API 594 , Class 150 , Raised-face thru-bolted end without bolt holes , Wafer , ASTM A216-WCB , API Trim 8 , Standard Clean (SC) acc. to 4WPI-SW70001 | Dual Plate Check Valve
4330 | Gate Valve, Flexible Wedge , API 600 , Class 150 , Beveled End , Bolted Bonnet , Handwheel Operator , ASTM A216-WCB , API Trim 8 , Standard Clean (SC) acc. to 4WPI-SW70001, SCH/THK S-STD | Bolt
4331 | Globe Valve , API STD 602 , Class 800 , Socket Welded End x Female Threaded End , Bolted Bonnet , Handwheel Operator , ASTM A105N , API Trim 8 , Standard Clean (SC) acc. to 4WPI-SW70001 | Bolt
4332 | Gate Valve, Solid Wedge , API 602 , Class 800 , Socket Welded End x Female Threaded End , Bolted Bonnet , Handwheel Operator , ASTM A105N , API Trim 8 , Standard Clean (SC) acc. to 4WPI-SW70001 | Bolt
4333 | Globe Valve , API STD 602 , Class 800 , Socket Welded End x Female Threaded End , Bolted Bonnet , Handwheel Operator , ASTM A105N , API Trim 8 , Standard Clean (SC) acc. to 4WPI-SW70001 | Bolt
4352 | Globe Valve , API STD 602 , Class 800 , Socket Welded End x Female Threaded End , Bolted Bonnet , Handwheel Operator , ASTM A105N , API Trim 8 , Standard Clean (SC) acc. to 4WPI-SW70001 | Bolt
4388 | Gate Valve, Flexible Wedge , API 600 , Class 150 , Beveled End , Bolted Bonnet , Handwheel Operator , ASTM A216-WCB , API Trim 8 , Standard Clean (SC) acc. to 4WPI-SW70001, SCH/THK S-STD | Bolt
4389 | Globe Valve , API STD 602 , Class 800 , Socket Welded End x Female Threaded End , Bolted Bonnet , Handwheel Operator , ASTM A105N , API Trim 8 , Standard Clean (SC) acc. to 4WPI-SW70001 | Bolt
4416 | Globe Valve , API STD 602 , Class 800 , Socket Weld End , Bolted Bonnet , Handwheel Operator , ASTM A105N , API Trim 8 , Standard Clean (SC) acc. to 4WPI-SW70001 | Bolt
4417 | Swing Check Valve , API STD 602 , Class 800 , Socket Weld End , Bolted Cover , ASTM A105N , API Trim 8 , Standard Clean (SC) acc. to 4WPI-SW70001 Globe Valve , API STD 602 , Class 800 , Socket Weld End , Bolted Bonnet , | Bolt
4418 | Globe Valve , API STD 602 , Class 800 , Socket Weld End , Bolted Bonnet , Handwheel Operator , ASTM A105N , API Trim 8 , Standard Clean (SC) acc. to 4WPI-SW70001 | Bolt
4449 | Globe Valve , API STD 602 , Class 800 , Socket Weld End , Bolted Bonnet , Handwheel Operator , ASTM A105N , API Trim 8 , Standard Clean (SC) acc. to 4WPI-SW70001 | Bolt
4450 | Swing Check Valve , API STD 602 , Class 800 , Socket Weld End , Bolted Cover , ASTM A105N , API Trim 8 , Standard Clean (SC) acc. to 4WPI-SW70001 | Bolt
4451 | Globe Valve , API STD 602 , Class 800 , Socket Weld End , Bolted Bonnet , Handwheel Operator , ASTM A105N , API Trim 8 , Standard Clean (SC) acc. to 4WPI-SW70001 | Bolt
4504 | Globe Valve , API STD 602 , Class 800 , Socket Weld End , Bolted Bonnet , Handwheel Operator , ASTM A105N , API Trim 8 , Standard Clean (SC) acc. to 4WPI-SW70001 | Bolt
4505 | Swing Check Valve , API STD 602 , Class 800 , Socket Weld End , Bolted Cover , ASTM A105N , API Trim 8 , Standard Clean (SC) acc. to 4WPI-SW70001 | Bolt
4506 | Globe Valve , API STD 602 , Class 800 , Socket Weld End , Bolted Bonnet , Handwheel Operator , ASTM A105N , API Trim 8 , Standard Clean (SC) acc. to 4WPI-SW70001 | Bolt
4529 | Globe Valve , API STD 602 , Class 800 , Socket Weld End , Bolted Bonnet , Handwheel Operator , ASTM A105N , API Trim 8 , Standard Clean (SC) acc. to 4WPI-SW70001 | Bolt
4530 | Swing Check Valve , API STD 602 , Class 800 , Socket Weld End , Bolted Cover , ASTM A105N , API Trim 8 , Standard Clean (SC) acc. to 4WPI-SW70001 | Bolt
4539 | Globe Valve , API STD 602 , Class 800 , Socket Weld End , Bolted Bonnet , Handwheel Operator , ASTM A105N , API Trim 8 , Standard Clean (SC) acc. to 4WPI-SW70001 | Bolt
4545 | Globe Valve , API STD 602 , Class 800 , Socket Weld End , Bolted Bonnet , Handwheel Operator , ASTM A105N , API Trim 8 , Standard Clean (SC) acc. to 4WPI-SW70001 | Bolt
4546 | Swing Check Valve , API STD 602 , Class 800 , Socket Weld End , Bolted Cover , ASTM A105N , API Trim 8 , Standard Clean (SC) acc. to 4WPI-SW70001 | Bolt
4562 | Globe Valve , API STD 602 , Class 800 , Socket Weld End , Bolted Bonnet , Handwheel Operator , ASTM A105N , API Trim 8 , Standard Clean (SC) acc. to 4WPI-SW70001 INSTRUMENTS | Bolt
4570 | Globe Valve , API STD 602 , Class 800 , Socket Weld End , Bolted Bonnet , Handwheel Operator , ASTM A105N , API Trim 8 , Standard Clean (SC) acc. to 4WPI-SW70001 | Bolt
4571 | Swing Check Valve , API STD 602 , Class 800 , Socket Weld End , Bolted Cover , ASTM A105N , API Trim 8 , Standard Clean (SC) acc. to 4WPI-SW70001 | Bolt
4588 | Globe Valve , API STD 602 , Class 800 , Socket Weld End , Bolted Bonnet , Handwheel Operator , ASTM A105N , API Trim 8 , Standard Clean (SC) acc. to 4WPI-SW70001 | Bolt
4596 | Globe Valve , API STD 602 , Class 800 , Socket Weld End , Bolted Bonnet , Handwheel Operator , ASTM A105N , API Trim 8 , Standard Clean (SC) acc. to 4WPI-SW70001 | Bolt
4597 | Swing Check Valve , API STD 602 , Class 800 , Socket Weld End , Bolted Cover , ASTM A105N , API Trim 8 , Standard Clean (SC) acc. to 4WPI-SW70001 | Bolt
4612 | Globe Valve , API STD 602 , Class 800 , Socket Weld End , Bolted Bonnet , Handwheel Operator , ASTM A105N , API Trim 8 , Standard Clean (SC) acc. to 4WPI-SW70001 | Bolt
4620 | Globe Valve , API STD 602 , Class 800 , | Globe Valve
4621 | Swing Check Valve , API STD 602 , Class | Check Valve
4636 | Globe Valve , API STD 602 , Class 800 , | Globe Valve
4657 | Globe Valve , API STD 602 , Class 800 , Socket Weld End , Bolted Bonnet , Handwheel Operator , ASTM A105N , API Trim 8 , Standard Clean (SC) acc. to 4WPI-SW70001 | Bolt
4658 | Swing Check Valve , API STD 602 , Class 800 , Socket Weld End , Bolted Cover , ASTM A105N , API Trim 8 , Standard Clean (SC) acc. to 4WPI-SW70001 | Bolt
4668 | Globe Valve , API STD 602 , Class 800 , Socket Weld End , Bolted Bonnet , Handwheel Operator , ASTM A105N , API Trim 8 , Standard Clean (SC) acc. to 4WPI-SW70001 | Bolt
4751 | Gate Valve, Flexible Wedge , API 600 , Class 150 , Beveled End , Bolted Bonnet , Handwheel Operator , ASTM A216-WCB , API Trim 8 , Standard Clean (SC) acc. to 4WPI-SW70001, SCH/THK S-STD | Bolt
4752 | Gate Valve, Flexible Wedge , API 600 , Class 150 , Beveled End , Bolted Bonnet , Handwheel Operator , ASTM A216-WCB , API Trim 8 , Standard Clean (SC) acc. to 4WPI-SW70001, SCH/THK S-STD | Bolt
4753 | Globe Valve , API STD 602 , Class 800 , Socket Welded End x Female Threaded End , Bolted Bonnet , Handwheel Operator , ASTM A105N , API Trim 8 , Standard Clean (SC) acc. to 4WPI-SW70001 | Bolt
4795 | Globe Valve , AP SPEC-ENG-MS009 , Class 300 , Socket Welded End x Female Threaded End , Bolted Bonnet , Handwheel Operator , ASTM A351-CF8 , Bronze Topworks , Resilient Seat , Process Clean (B) acc. to 4WPI-SW70002 , Inside Screw with Rising Stem , Cryogenic Service | Bolt
4816 | Globe Valve , AP SPEC-ENG-MS009 , Class 300 , Socket Welded End x Female Threaded End , Bolted Bonnet , Handwheel Operator , ASTM A351-CF8 , Bronze Topworks , Resilient Seat , Process Clean (B) acc. to 4WPI-SW70002 , Inside Screw with Rising Stem , Cryogenic Service | Bolt
4830 | Globe Valve , AP SPEC-ENG-MS009 , Class 300 , Socket Welded End x Female Threaded End , Bolted Bonnet , Handwheel Operator , ASTM A351-CF8 , Bronze Topworks , Resilient Seat , Process Clean (B) acc. to 4WPI-SW70002 , Inside Screw with Rising Stem , Cryogenic Service | Bolt
4851 | Gate Valve, Flexible Wedge , API 600 , Class 150 , Beveled End , Bolted Bonnet , Handwheel Operator , ASTM A216-WCB , API Trim 8 , Standard Clean (SC) acc. to 4WPI-SW70001, SCH/THK S-STD | Bolt
4852 | Gate Valve, Flexible Wedge , API 600 , Class 150 , Beveled End , Bolted Bonnet , Handwheel Operator , ASTM A216-WCB , API Trim 8 , Standard Clean (SC) acc. to 4WPI-SW70001, SCH/THK S-STD | Bolt
4853 | Globe Valve , API STD 602 , Class 800 , Socket Welded End x Female Threaded End , Bolted Bonnet , Handwheel Operator , ASTM A105N , API Trim 8 , Standard Clean (SC) acc. to 4WPI-SW70001 | Bolt
4907 | Globe Valve , API STD 602 , Class 800 , Socket Weld End , Bolted Bonnet , Handwheel Operator , ASTM A105N , API 4WPI-SW70001 | Bolt
4918 | Swing Check Valve , API STD 602 , Class 800 , Socket Weld End , Bolted Cover , ASTM A105N , API Trim 8 , Standard Clean | Bolt
4919 | Globe Valve , API STD 602 , Class 800 , Socket Welded End x Female Threaded End , Bolted Bonnet , Handwheel Operator , (SC) acc. to 4WPI-SW70001 | Bolt
4920 | Globe Valve , API STD 602 , Class 800 , Socket Welded End x Female Threaded End , Bolted Bonnet , Handwheel Operator , (SC) acc. to 4WPI-SW70001 | Bolt
5030 | Ball Valve , Generic manufacturer , 600 psig , Female Threaded End , Two Piece Floating Ball , Lever Operator , Bronze PTFE Packing , PTFE Seat , Standard Clean (SC) acc. to 4WPI-SW70001 | Ball Valve
5042 | Butterfly Valve, Wafer Type , API 609 Category A , 150 psig , Flat Face w/Integral Gaskets , Lever Operator , , Nylon Coated Disc , EPDM Sleeve , Stainless Steel Stem , Standard Clean (SC) acc. to 4WPI-SW70001 | Gasket
5069 | Butterfly Valve, Wafer Type , API 609 Category A , 150 psig , Flat Face w/Integral Gaskets , Manual gear Grade 65-45-12 , Nylon Coated Disc , EPDM Sleeve , Stainless Steel Stem , Standard Clean (SC) acc. to 4WPI-SW70001 | Gasket
5070 | Butterfly Valve, Wafer Type , API 609 Category A , 150 psig , Flat Face w/Integral Gaskets , Lever Operator , , Nylon Coated Disc , EPDM Sleeve , Stainless Steel Stem , Standard Clean (SC) acc. to 4WPI-SW70001 | Gasket
5071 | Ball Valve , Generic manufacturer , 600 psig , Female Threaded End , Two Piece Floating Ball , Lever Operator , Bronze PTFE Packing , PTFE Seat , Standard Clean (SC) acc. to 4WPI-SW70001 | Ball Valve
5120 | Gate Valve, Flexible Wedge , API 600 , Class 150 , Beveled End , Bolted Bonnet , Handwheel Operator , ASTM A351-CF3M , API Trim 12 , Standard Clean (SC) acc. to 4WPI-SW70001, SCH/THK S-10S | Bolt
5151 | Gate Valve, Flexible Wedge , API 600 , Class 150 , Beveled End , Bolted Bonnet , Handwheel Operator , ASTM A351-CF3M , API Trim 12 , Standard Clean (SC) acc. to 4WPI-SW70001, SCH/THK S-10S | Bolt
5152 | Globe Valve , API STD 602 , Class 800 , Socket Welded End x Female Threaded End , Bolted Bonnet , Handwheel Operator , ASTM A182 Grade F 316/F 316L , API Trim 12 , Standard Clean (SC) acc. to 4WPI-SW70001 | Bolt
總計

## Sheet1
DESCRIPTION | - | 項次
Pipe , ASME B36.10 , Beveled End , ASTM A53-B , Electric Resistance Welded (Ej =0.85), SCH/THK S-STD | Pipe | 1
SockoletR, Reducing , MSS SP-97 , Class 3000 , Socket Welded End , ASTM A105N ,- | Sockolet
90 Degree Long Radius Elbow , ASME B16.9 , Beveled End , ASTM A234 Grade WPB ,Type W, SCH/THK S-STDERECTION MATERIALS | -
Nipple , ASME B36.10 , Plain End x Male Threaded End , ASTM A106-B , 4in Long ,Seamless, SCH/THK S-XS | Nipple
Plug Hexagonal Head , ASME B16.11 , Male Threaded End , ASTM A105N | Plug
Slip-On Flange , ASME B16.5 , Class 150 , Flat-face flanged end , ASTM A105N ,- | Slip-On Flange
Stud Bolt (IN-MM) - , ASTM A193 Grade B7 , Studs - 145 mm Length | -
Hexagonal Head Nut , ASME B18.2.2 Heavy Hex , ASTM A563 Grade A | -
Butterfly Valve, Wafer Type , API 609 Category A , 150 psig , Flat Facew/Integral Gaskets , Manual gearoperator , ASTM A126 Grade B or A536Grade 65-45-12 , Nylon Coated Disc ,EPDM Sleeve , Stainless Steel Stem ,Standard Clean (SC) acc. to 4WPI-SW70001 | Butterfly Valve
Ball Valve , Generic manufacturer , 600 psig , Female Threaded End , Two PieceFloating Ball , Lever Operator , Bronzeor Brass Body , Bronze or Bronze Trim ,PTFE Packing , PTFE Seat , StandardClean (SC) acc. to 4WPI-SW70001 | Ball Valve
SEE PIPING SUPPORT INDEX | -
SEE PIPING SUPPORT INDEX | -
WeldoletR Reducing , MSS SP-97 , Beveled End , ASTM A105N -, SCH/THK S-STD | Weldolet
WeldoletR Reducing , MSS SP-97 , Beveled End , ASTM A105N -, SCH/THK S-STD | Weldolet
SEE PIPING SUPPORT INDEX | -
SEE PIPING SUPPORT INDEX | -
SEE PIPING SUPPORT INDEX | -
SEE PIPING SUPPORT INDEX | -
SEE PIPING SUPPORT INDEX | -
Pipe , ASME B36.10 , Beveled End , ASTM A53-B , Electric Resistance Welded (Ej =0.85), SCH/THK S-STD | Pipe
Pipe , ASME B36.10 , Beveled End , ASTM A53-B , Electric Resistance Welded (Ej =0.85), SCH/THK S-STD | Pipe
Concentric Reducer , ASME B16.9 , Beveled End , ASTM A234 Grade WPB , TypeW, SCH/THK S-STD | -
WeldoletR Reducing , MSS SP-97 , Beveled End , ASTM A105N -, SCH/THK S-STD | Weldolet
90 Degree Long Radius Elbow , ASME B16.9 , Beveled End , ASTM A234 Grade WPB ,Type W, SCH/THK S-STD | -
SockoletR, Reducing , MSS SP-97 , Class 3000 , Socket Welded End , ASTM A105N ,- | Sockolet
90 Degree Long Radius Elbow , ASME B16.9 , Beveled End , ASTM A234 Grade WPB ,Type W, SCH/THK S-STD | -
Nipple , ASME B36.10 , Plain End x Male Threaded End , ASTM A106-B , 4in Long ,Seamless, SCH/THK S-XS | Nipple
Plug Hexagonal Head , ASME B16.11 , Male Threaded End , ASTM A105N | Plug
Slip-On Flange , ASME B16.5 , Class 150 , Flat-face flanged end , ASTM A105N ,- | Slip-On Flange
Blind Flange , ASME B16.5 , Class 150 , Flat-face flanged end , ASTM A105N ,-
Flat Gasket, Non-Metallic, Solid , ASME B16.21 , Class 150 , Flat-face flangedend , Compressed non-asbestos sheet orfiber , 1.6 mm (0.063 in) Thick | Gasket
Stud Bolt (IN-MM) - , ASTM A193 Grade B7 , Studs - 150 mm Length | Bolt
Hexagonal Head Nut , ASME B18.2.2 Heavy Hex , ASTM A563 Grade A | Nut
Stud Bolt (IN-MM) - , ASTM A193 Grade B7 , Studs - 100 mm Length | Bolt
Butterfly Valve, Wafer Type , API 609 Category A , 150 psig , Flat Facew/Integral Gaskets , Lever Operator ,ASTM A126 Grade B or A536 Grade 65-45-12, Nylon Coated Disc , EPDM Sleeve ,Stainless Steel Stem , Standard Clean(SC) acc. to 4WPI-SW70001 | Gasket
Ball Valve , Generic manufacturer , 600 psig , Female Threaded End , Two PieceFloating Ball , Lever Operator , Bronzeor Brass Body , Bronze or Bronze Trim ,PTFE Packing , PTFE Seat , StandardClean (SC) acc. to 4WPI-SW70001 | Ball Valve
SEE PIPING SUPPORT INDEX
SEE PIPING SUPPORT INDEX
SEE PIPING SUPPORT INDEX
SEE PIPING SUPPORT INDEX
Pipe , ASME B36.10 , Beveled End , ASTM A53-B , Electric Resistance Welded (Ej =0.85), SCH/THK S-STD | Pipe
SockoletR, Reducing , MSS SP-97 , Class 3000 , Socket Welded End , ASTM A105N ,-
90 Degree Long Radius Elbow , ASME B16.9 , Beveled End , ASTM A234 Grade WPB ,Type W, SCH/THK S-STD | Elbow
Nipple , ASME B36.10 , Plain End x Male Threaded End , ASTM A106-B , 4in Long ,Seamless, SCH/THK S-XS
Plug Hexagonal Head , ASME B16.11 , Male Threaded End , ASTM A105N
Slip-On Flange , ASME B16.5 , Class 150 , Flat-face flanged end , ASTM A105N ,-
Stud Bolt (IN-MM) - , ASTM A193 Grade B7 , Studs - 145 mm Length | Bolt
Hexagonal Head Nut , ASME B18.2.2 Heavy Hex , ASTM A563 Grade A | Nut
Butterfly Valve, Wafer Type , API 609 Category A , 150 psig , Flat Facew/Integral Gaskets , Manual gearoperator , ASTM A126 Grade B or A536Grade 65-45-12 , Nylon Coated Disc ,EPDM Sleeve , Stainless Steel Stem ,Standard Clean (SC) acc. to 4WPI-SW70001 | Gasket
Ball Valve , Generic manufacturer , 600 psig , Female Threaded End , Two PieceFloating Ball , Lever Operator , Bronzeor Brass Body , Bronze or Bronze Trim ,PTFE Packing , PTFE Seat , StandardClean (SC) acc. to 4WPI-SW70001 | Ball Valve
SEE PIPING SUPPORT INDEX
Pipe , ASME B36.10 , Beveled End , ASTM A106-B , Seamless, SCH/THK S-STD | Pipe
90 Degree Long Radius Elbow , ASME B16.9 , Beveled End , ASTM A234 Grade WPB ,Type S, SCH/THK S-STD | Elbow
Weld Neck Flange , ASME B16.5 , Class 150 , Raised-face flanged end , ASTMA105N ,-, SCH/THK S-STD | Weld Neck Flange
SEE PIPING SUPPORT INDEX
SEE PIPING SUPPORT INDEX
Spiral Wound Gasket , ASME B16.20, for ASME B16.5 Flanges , Class 150 , 304stainless steel (18 Cr-8 Ni) ,w/flexible graphite filler , w/304 SSinner ring and CS outer ring , Lowstress | Gasket
Stud Bolt (IN-MM) - , ASTM A193 Grade B7 , Studs - 155 mm Length | Bolt
Hexagonal Head Nut , ASME B18.2.2 Heavy Hex , ASTM A194 Grade 2H | Nut
Stud Bolt (IN-MM) - , ASTM A193 Grade B7 , Studs - 95 mm Length | Bolt
Stud Bolt (IN-MM) - , ASTM A193 Grade B7 , Studs - 100 mm Length | Bolt
Gate Valve, Flexible Wedge , API 600 , Class 150 , Beveled End , Bolted Bonnet, Handwheel Operator , ASTM A216-WCB ,API Trim 8 , Standard Clean (SC) acc. to4WPI-SW70001, SCH/THK S-STD | Bolt
Dual Plate Check Valve , API 594 , Class 150 , Raised-face thru-bolted endwithout bolt holes , Wafer , ASTMA216-WCB , API Trim 8 , Standard Clean(SC) acc. to 4WPI-SW70001 | Dual Plate Check Valve
SEE PIPING SUPPORT INDEX
SEE PIPING SUPPORT INDEX
SEE PIPING SUPPORT INDEX
Pipe , ASME B36.10 , Beveled End , ASTM A106-B , Seamless, SCH/THK S-STD | Pipe
Tee , ASME B16.9 , Beveled End , ASTM A234 Grade WPB , Type S, SCH/THK S-STD | Tee
90 Degree Long Radius Elbow , ASME B16.9 , Beveled End , ASTM A234 Grade WPB ,Type S, SCH/THK S-STD | Elbow
Pipe , ASME B36.10 , Plain End , ASTM A106-B , Seamless, SCH/THK S-STD | Pipe
Concentric Swage , MSS SP-95 , Beveled End x Plain End , ASTM A234 Grade WPB ,Type S, SCH/THK S-STD
Coupling / Connector , ASME B16.11 , Class 3000 , Socket Welded End , ASTMA105N , -
90 Degree Elbow , ASME B16.11 , Class 3000 , Socket Welded End , ASTM A105N ,- | Elbow
Gate Valve, Solid Wedge , API 602 , Class 800 , Socket Weld End , BoltedBonnet , Handwheel Operator , ASTM A105N, API Trim 8 , Standard Clean (SC) acc.to 4WPI-SW70001
SEE PIPING SUPPORT INDEX
SEE PIPING SUPPORT INDEX
SEE PIPING SUPPORT INDEX
Pipe , ASME B36.10 , Beveled End , ASTM A106-B , Seamless, SCH/THK S-STD
90 Degree Long Radius Elbow , ASME B16.9 , Beveled End , ASTM A234 Grade WPB ,Type S, SCH/THK S-STD
SEE PIPING SUPPORT INDEX
SEE PIPING SUPPORT INDEX
SEE PIPING SUPPORT INDEX
SEE PIPING SUPPORT INDEX
SEE PIPING SUPPORT INDEX
SEE PIPING SUPPORT INDEX
Pipe , ASME B36.10 , Plain End , ASTM A106-B , Seamless, SCH/THK S-STD
90 Degree Elbow , ASME B16.11 , Class 3000 , Socket Welded End , ASTM A105N ,-
Socket Weld Flange , ASME B16.5 , Class 150 , Raised-face flanged end , ASTMA105N ,-
Flat Gasket, Non-Metallic, Solid , ASME B16.21 , Class 150 , Raised-face flangedend , Compressed non-asbestos sheet orfiber , 1.6 mm (0.063 in) Thick
Stud Bolt (IN-MM) - , ASTM A193 Grade B7 , Studs - 80 mm Length
Hexagonal Head Nut , ASME B18.2.2 Heavy Hex , ASTM A194 Grade 2H
Stud Bolt (IN-MM) - , ASTM A193 Grade B7 , Studs - 85 mm Length
Gate Valve, Solid Wedge , API 602 ,Class 800 , Socket Weld End , BoltedBonnet , Handwheel Operator , ASTM A105N, API Trim 8 , Standard Clean (SC) acc.to 4WPI-SW70001
SEE PIPING SUPPORT INDEX
SEE PIPING SUPPORT INDEX
Pipe , ASME B36.10 , Plain End , ASTM A106-B , Seamless, SCH/THK S-STD
Pipe , ASME B36.10 , Plain End , ASTM A106-B , Seamless, SCH/THK S-STD
Reducing Tee , ASME B16.11 , Class 3000 , Socket Welded End , ASTM A105N , -
90 Degree Elbow , ASME B16.11 , Class 3000 , Socket Welded End , ASTM A105N ,-
90 Degree Elbow , ASME B16.11 , Class 3000 , Socket Welded End , ASTM A105N ,-
Gate Valve, Solid Wedge , API 602 , Class 800 , Socket Weld End , BoltedBonnet , Handwheel Operator , ASTM A105N, API Trim 8 , Standard Clean (SC) acc.to 4WPI-SW70001
SEE PIPING SUPPORT INDEX
SEE PIPING SUPPORT INDEX
SEE PIPING SUPPORT INDEX
Pipe , ASME B36.10 , Plain End , ASTM A106-B , Seamless, SCH/THK S-STD
90 Degree Elbow , ASME B16.11 , Class 3000 , Socket Welded End , ASTM A105N ,-
Coupling / Connector , ASME B16.11 , Class 3000 , Socket Welded End , ASTM A105N , -
SEE PIPING SUPPORT INDEX
SEE PIPING SUPPORT INDEX
SEE PIPING SUPPORT INDEX
SEE PIPING SUPPORT INDEX
SEE PIPING SUPPORT INDEX
SEE PIPING SUPPORT INDEX
Pipe , ASME B36.10 , Beveled End , ASTM A106-B , Seamless, SCH/THK S-STD
90 Degree Long Radius Elbow , ASME B16.9 , Beveled End , ASTM A234 Grade WPB ,Type S, SCH/THK S-STD
SEE PIPING SUPPORT INDEX
SEE PIPING SUPPORT INDEX
SEE PIPING SUPPORT INDEX
SEE PIPING SUPPORT INDEX
Pipe , ASME B36.10 , Beveled End , ASTM A106-B , Seamless, SCH/THK S-STD
Tee , ASME B16.9 , Beveled End , ASTM A234 Grade WPB , Type S, SCH/THK S-STD
SockoletR, Reducing , MSS SP-97 , Class 3000 , Socket Welded End , ASTM A105N ,-
90 Degree Long Radius Elbow , ASME B16.9 , Beveled End , ASTM A234 Grade WPB ,Type S, SCH/THK S-STD
Cap , ASME B16.9 , Beveled End , ASTM A234 Grade WPB , Type S, SCH/THK S-STD
SEE PIPING SUPPORT INDEX
SEE PIPING SUPPORT INDEX
SEE PIPING SUPPORT INDEX
SEE PIPING SUPPORT INDEX
SEE PIPING SUPPORT INDEX
SEE PIPING SUPPORT INDEX
Pipe , ASME B36.10 , Beveled End , ASTM A106-B , Seamless, SCH/THK S-STD
Pipe , ASME B36.19 , Beveled End , ASTM A312 Grade TP304/TP304L , ElectricFusion Welded , (Ej = 0.80), SCH/THKS-40S
90 Degree Long Radius Elbow , ASME B16.9 , Beveled End , ASTM A234 Grade WPB ,Type S, SCH/THK S-STD
SEE PIPING SUPPORT INDEX
SEE PIPING SUPPORT INDEX
SEE PIPING SUPPORT INDEX
SEE PIPING SUPPORT INDEX
SEE PIPING SUPPORT INDEX
SEE PIPING SUPPORT INDEX
SEE PIPING SUPPORT INDEX
Pipe , ASME B36.10 , Beveled End , ASTM A106-B , Seamless, SCH/THK S-STD
SockoletR, Reducing , MSS SP-97 , Class 3000 , Socket Welded End , ASTM A105N ,-
90 Degree Long Radius Elbow , ASME B16.9 , Beveled End , ASTM A234 Grade WPB ,Type S, SCH/THK S-STD
SEE PIPING SUPPORT INDEX
SEE PIPING SUPPORT INDEX
SEE PIPING SUPPORT INDEX
Pipe , ASME B36.10 , Beveled End , ASTM A106-B , Seamless, SCH/THK S-STD
Tee , ASME B16.9 , Beveled End , ASTM A234 Grade WPB , Type S, SCH/THK S-STD
90 Degree Long Radius Elbow , ASME B16.9 , Beveled End , ASTM A234 Grade WPB ,Type S, SCH/THK S-STD
Cap , ASME B16.9 , Beveled End , ASTM A234 Grade WPB , Type S, SCH/THK S-STD
SEE PIPING SUPPORT INDEX
SEE PIPING SUPPORT INDEX
SEE PIPING SUPPORT INDEX
SEE PIPING SUPPORT INDEX
SEE PIPING SUPPORT INDEX
SEE PIPING SUPPORT INDEX
Pipe , ASME B36.10 , Beveled End , ASTM A106-B , Seamless, SCH/THK S-STD
Pipe , ASME B36.19 , Beveled End , ASTM A312 Grade TP304/TP304L , ElectricFusion Welded , (Ej = 0.80), SCH/THKS-40S
90 Degree Long Radius Elbow , ASME B16.9 , Beveled End , ASTM A234 Grade WPB ,Type S, SCH/THK S-STD
SEE PIPING SUPPORT INDEX
SEE PIPING SUPPORT INDEX
SEE PIPING SUPPORT INDEX
SEE PIPING SUPPORT INDEX
SEE PIPING SUPPORT INDEX
SEE PIPING SUPPORT INDEX
Pipe , ASME B36.10 , Beveled End , ASTM A106-B , Seamless, SCH/THK S-STD
Tee , ASME B16.9 , Beveled End , ASTM A234 Grade WPB , Type S, SCH/THK S-STD
SockoletR, Reducing , MSS SP-97 , Class 3000 , Socket Welded End , ASTM A105N ,-
Cap , ASME B16.9 , Beveled End , ASTM A234 Grade WPB , Type S, SCH/THK S-STD
90 Degree Long Radius Elbow , ASME B16.9 , Beveled End , ASTM A234 Grade WPB ,Type S, SCH/THK S-STD
SEE PIPING SUPPORT INDEX
SEE PIPING SUPPORT INDEX
Pipe , ASME B36.10 , Beveled End , ASTM A106-B , Seamless, SCH/THK S-STD
90 Degree Long Radius Elbow , ASME B16.9 , Beveled End , ASTM A234 Grade WPB ,Type S, SCH/THK S-STD
SEE PIPING SUPPORT INDEX
SEE PIPING SUPPORT INDEX
SEE PIPING SUPPORT INDEX
SEE PIPING SUPPORT INDEX
SEE PIPING SUPPORT INDEX
Pipe , ASME B36.10 , Beveled End , ASTM A106-B , Seamless, SCH/THK S-STD
Pipe , ASME B36.19 , Beveled End , ASTM A312 Grade TP304/TP304L , ElectricFusion Welded , (Ej = 0.80), SCH/THKS-40S
90 Degree Long Radius Elbow , ASME B16.9 , Beveled End , ASTM A234 Grade WPB ,Type S, SCH/THK S-STD
SEE PIPING SUPPORT INDEX
SEE PIPING SUPPORT INDEX
SEE PIPING SUPPORT INDEX
SEE PIPING SUPPORT INDEX
SEE PIPING SUPPORT INDEX
SEE PIPING SUPPORT INDEX
SEE PIPING SUPPORT INDEX
Pipe , ASME B36.10 , Beveled End , ASTM A106-B , Seamless, SCH/THK S-STD
Tee , ASME B16.9 , Beveled End , ASTM A234 Grade WPB , Type S, SCH/THK S-STD
SockoletR, Reducing , MSS SP-97 , Class 3000 , Socket Welded End , ASTM A105N ,-
Cap , ASME B16.9 , Beveled End , ASTM A234 Grade WPB , Type S, SCH/THK S-STD
90 Degree Long Radius Elbow , ASME B16.9 , Beveled End , ASTM A234 Grade WPB ,Type S, SCH/THK S-STD
SEE PIPING SUPPORT INDEX
SEE PIPING SUPPORT INDEX
Pipe , ASME B36.10 , Beveled End , ASTM A106-B , Seamless, SCH/THK S-STD
90 Degree Long Radius Elbow , ASME B16.9 , Beveled End , ASTM A234 Grade WPB ,Type S, SCH/THK S-STD
SEE PIPING SUPPORT INDEX
SEE PIPING SUPPORT INDEX
SEE PIPING SUPPORT INDEX
SEE PIPING SUPPORT INDEX
SEE PIPING SUPPORT INDEX
Pipe , ASME B36.10 , Beveled End , ASTM A106-B , Seamless, SCH/THK S-STD
Pipe , ASME B36.19 , Beveled End , ASTM A312 Grade TP304/TP304L , ElectricFusion Welded , (Ej = 0.80), SCH/THKS-40S
90 Degree Long Radius Elbow , ASME B16.9 , Beveled End , ASTM A234 Grade WPB ,Type S, SCH/THK S-STD
SEE PIPING SUPPORT INDEX
SEE PIPING SUPPORT INDEX
SEE PIPING SUPPORT INDEX
SEE PIPING SUPPORT INDEX
SEE PIPING SUPPORT INDEX
SEE PIPING SUPPORT INDEX
SEE PIPING SUPPORT INDEX
Pipe , ASME B36.10 , Beveled End , ASTM A106-B , Seamless, SCH/THK S-STD
Tee , ASME B16.9 , Beveled End , ASTM A234 Grade WPB , Type S, SCH/THK S-STD
SockoletR, Reducing , MSS SP-97 , Class 3000 , Socket Welded End , ASTM A105N ,-
Cap , ASME B16.9 , Beveled End , ASTM A234 Grade WPB , Type S, SCH/THK S-STD
90 Degree Long Radius Elbow , ASME B16.9 , Beveled End , ASTM A234 Grade WPB ,Type S, SCH/THK S-STD
SEE PIPING SUPPORT INDEX
SEE PIPING SUPPORT INDEX
Pipe , ASME B36.10 , Beveled End , ASTM A106-B , Seamless, SCH/THK S-STD
90 Degree Long Radius Elbow , ASME B16.9 , Beveled End , ASTM A234 Grade WPB ,Type S, SCH/THK S-STD
SEE PIPING SUPPORT INDEX
SEE PIPING SUPPORT INDEX
SEE PIPING SUPPORT INDEX
SEE PIPING SUPPORT INDEX
SEE PIPING SUPPORT INDEX
Pipe , ASME B36.10 , Beveled End , ASTM A106-B , Seamless, SCH/THK S-STD
Pipe , ASME B36.19 , Beveled End , ASTM A312 Grade TP304/TP304L , ElectricFusion Welded , (Ej = 0.80), SCH/THKS-40S
90 Degree Long Radius Elbow , ASME B16.9 , Beveled End , ASTM A234 Grade WPB ,Type S, SCH/THK S-STD
SEE PIPING SUPPORT INDEX
SEE PIPING SUPPORT INDEX
SEE PIPING SUPPORT INDEX
SEE PIPING SUPPORT INDEX
SEE PIPING SUPPORT INDEX
SEE PIPING SUPPORT INDEX
SEE PIPING SUPPORT INDEX
Pipe , ASME B36.19 , Plain End , ASTM A312 Grade TP304/TP304L , Seamless,SCH/THK S-10S
Concentric Swage , MSS SP-95 , Plain End , ASTM A403 Grade WP304/WP304L , Type S,SCH/THK S-10S
Coupling / Connector , ASME B16.11 ,Class 3000 , Socket Welded End , ASTMA182 Grade F 304/F 304L
Reducing Tee , ASME B16.11 , Class 3000 , Socket Welded End , ASTM A182 Grade F304/F 304L
90 Degree Elbow , ASME B16.11 , Class 3000 , Socket Welded End , ASTM A182Grade F 304/F 304L
SEE PIPING SUPPORT INDEX
SEE PIPING SUPPORT INDEX
SEE PIPING SUPPORT INDEX
SEE PIPING SUPPORT INDEX
SEE PIPING SUPPORT INDEX
SEE PIPING SUPPORT INDEX
SEE PIPING SUPPORT INDEX
SEE PIPING SUPPORT INDEX
SEE PIPING SUPPORT INDEX
SEE PIPING SUPPORT INDEX
Pipe , ASME B36.19 , Plain End , ASTM A312 Grade TP304/TP304L , Seamless,SCH/THK S-10S
90 Degree Elbow , ASME B16.11 , Class 3000 , Socket Welded End , ASTM A182Grade F 304/F 304L
Globe Valve , AP SPEC-ENG-MS009 , Class 300 , Socket Weld End , Extended BoltedBonnet , Handwheel Operator , ASTMA351-CF8 , Bronze Topworks , ResilientSeat , Process Clean (B) acc. to4WPI-SW70002 , Inside Screw with RisingStem , Cryogenic Service
SEE PIPING SUPPORT INDEX
SEE PIPING SUPPORT INDEX
Pipe , ASME B36.19 , Plain End , ASTM A312 Grade TP304/TP304L , Seamless,SCH/THK S-10S
Pipe , ASME B36.19 , Plain End , ASTM A312 Grade TP304/TP304L , Seamless,SCH/THK S-10S
Concentric Swage , MSS SP-95 , BeveledEnd x Plain End , ASTM A403 GradeWP304/WP304L , Type S, SCH/THK S-10S
Reducing Tee , ASME B16.11 , Class 3000 , Socket Welded End , ASTM A182 Grade F304/F 304L
90 Degree Elbow , ASME B16.11 , Class 3000 , Socket Welded End , ASTM A182Grade F 304/F 304L
Needle Valve , Generic manufacturer , 6000 psig , Socket Welded End x FemaleThreaded End , Union Bonnet , T-handle,short , 316L stainless steel , PTFEPacking , Oxygen Clean (AA) acc. to4WPI-SW70003
SEE INSTRUMENT SUMMARY
SEE PIPING SUPPORT INDEX
SEE PIPING SUPPORT INDEX
SEE INSTRUMENT SUMMARY
Pipe , ASME B36.19 , Plain End , ASTM A312 Grade TP304/TP304L , Seamless,SCH/THK S-10S
Pipe , ASME B36.19 , Plain End , ASTM A312 Grade TP304/TP304L , Seamless,SCH/THK S-10S
Tee , ASME B16.11 , Class 3000 , Socket Welded End , ASTM A182 Grade F 304/F304L
Reducing Tee , ASME B16.11 , Class 3000 , Socket Welded End , ASTM A182 Grade F304/F 304L
90 Degree Elbow , ASME B16.11 , Class 3000 , Socket Welded End , ASTM A182Grade F 304/F 304L
Nipple , ASME B36.19 , Plain End , ASTM A312 Grade TP304/TP304L , 4in Long ,Seamless, SCH/THK S-80S
Plug Hexagonal Head , ASME B16.11 , Male Threaded End , ASTM A182 Grade F 304/F304L
Socket Weld Flange , ASME B16.5 , Class 300 , Raised-face flanged end , ASTMA182 Grade F 304/F 304L
Spiral Wound Gasket , ASME B16.20, for ASME B16.5 Flanges , Class 300 , 304stainless steel (18 Cr-8 Ni) ,w/flexible graphite filler , w/304 SSinner ring and 304 SS outer ring ,Oxygen Clean (AA) acc. to 4WPI-SW70003
Stud Bolt (IN-MM) - , ASTM A193 Grade B8, Class 2 , Studs - 105 mm Length
Hexagonal Head Nut , ASME B18.2.2 Heavy Hex , ASTM A194 Grade 8
Globe Valve , AP SPEC-ENG-MS009 , Class 300 , Socket Weld End , Extended BoltedBonnet , Handwheel Operator , ASTMA351-CF8 , Bronze Topworks , ResilientSeat , Process Clean (B) acc. to4WPI-SW70002 , Inside Screw with RisingStem , Cryogenic Service
Globe Valve , AP SPEC-ENG-MS009 , Class 300 , Socket Welded End x FemaleThreaded End , Bolted Bonnet , HandwheelOperator , ASTM A351-CF8 , BronzeTopworks , Resilient Seat , ProcessClean (B) acc. to 4WPI-SW70002 , InsideScrew with Rising Stem , CryogenicService
SEE PIPING SUPPORT INDEX
SEE PIPING SUPPORT INDEX
Pipe , ASME B36.19 , Beveled End , ASTM A312 Grade TP304/TP304L , Seamless,SCH/THK S-10S
Pipe , ASME B36.19 , Beveled End , ASTM A312 Grade TP304/TP304L , Seamless,SCH/THK S-10S
Eccentric Reducer , ASME B16.9 , Beveled End , ASTM A403 Grade WP304/WP304L ,Type S, SCH/THK S-10S
90 Degree Long Radius Elbow , ASME B16.9 , Beveled End , ASTM A403 GradeWP304/WP304L , Type S, SCH/THK S-10S
Weld Neck Flange , ASME B16.5 , Class 150 , Raised-face flanged end , ASTMA182 Grade F 304/F 304L ,-, SCH/THKS-10S
Pipe , ASME B36.19 , Plain End , ASTM A312 Grade TP304/TP304L , Seamless,SCH/THK S-10S
Pipe , ASME B36.19 , Plain End , ASTM A312 Grade TP304/TP304L , Seamless,SCH/THK S-10S
Concentric Swage , MSS SP-95 , Plain End , ASTM A403 Grade WP304/WP304L , Type S,SCH/THK S-10S
Reducing Tee , ASME B16.11 , Class 3000 , Socket Welded End , ASTM A182 Grade F304/F 304L
90 Degree Elbow , ASME B16.11 , Class 3000 , Socket Welded End , ASTM A182Grade F 304/F 304L
Coupling / Connector , ASME B16.11 , Class 3000 , Socket Welded End , ASTMA182 Grade F 304/F 304L
Plug Hexagonal Head , ASME B16.11 , Male Threaded End , ASTM A182 Grade F 304/F304L
Socket Weld Flange , ASME B16.5 , Class 300 , Raised-face flanged end , ASTMA182 Grade F 304/F 304L
Socket Weld Flange , ASME B16.5 , Class 300 , Raised-face flanged end , ASTMA182 Grade F 304/F 304L
Spiral Wound Gasket , ASME B16.20, for ASME B16.5 Flanges , Class 150 , 304stainless steel (18 Cr-8 Ni) ,w/flexible graphite filler , w/304 SSinner ring and 304 SS outer ring , Lowstress , Oxygen Clean (AA) acc. to4WPI-SW70003
Spiral Wound Gasket , ASME B16.20, for ASME B16.5 Flanges , Class 300 , 304stainless steel (18 Cr-8 Ni) ,w/flexible graphite filler , w/304 SSinner ring and 304 SS outer ring ,Oxygen Clean (AA) acc. to 4WPI-SW70003
Stud Bolt (IN-MM) - , ASTM A193 Grade B8, Class 2 , Studs - 115 mm Length
Hexagonal Head Nut , ASME B18.2.2 Heavy Hex , ASTM A194 Grade 8
Stud Bolt (IN-MM) - , ASTM A193 GradeB8, Class 2 , Studs - 95 mm Length
Globe Valve , AP SPEC-ENG-MS009 , Class 300 , Socket Welded End x FemaleThreaded End , Bolted Bonnet , HandwheelOperator , ASTM A351-CF8 , BronzeTopworks , Resilient Seat , ProcessClean (B) acc. to 4WPI-SW70002 , InsideScrew with Rising Stem , CryogenicService
SEE INSTRUMENT SUMMARY
SEE PIPING SUPPORT INDEX
SEE WELDED ATTACHMENT SUMMARY
SEE PIPING SUPPORT INDEX
SEE PIPING SUPPORT INDEX
SEE PIPING SUPPORT INDEX
Pipe , ASME B36.19 , Beveled End , ASTM A312 Grade TP304/TP304L , Seamless,SCH/THK S-10S
Pipe , ASME B36.19 , Beveled End , ASTM A312 Grade TP304/TP304L , Seamless,SCH/THK S-10S
Eccentric Reducer , ASME B16.9 , Beveled End , ASTM A403 Grade WP304/WP304L ,Type S, SCH/THK S-10S
90 Degree Long Radius Elbow , ASME B16.9 , Beveled End , ASTM A403 GradeWP304/WP304L , Type S, SCH/THK S-10S
Weld Neck Flange , ASME B16.5 , Class 150 , Raised-face flanged end , ASTMA182 Grade F 304/F 304L ,-, SCH/THKS-10S
Pipe , ASME B36.19 , Plain End , ASTM A312 Grade TP304/TP304L , Seamless,SCH/THK S-10S
Pipe , ASME B36.19 , Plain End , ASTM A312 Grade TP304/TP304L , Seamless,SCH/THK S-10S
Concentric Swage , MSS SP-95 , Plain End , ASTM A403 Grade WP304/WP304L , Type S,SCH/THK S-10S
Reducing Tee , ASME B16.11 , Class 3000 , Socket Welded End , ASTM A182 Grade F304/F 304L
90 Degree Elbow , ASME B16.11 , Class 3000 , Socket Welded End , ASTM A182Grade F 304/F 304L
Coupling / Connector , ASME B16.11 , Class 3000 , Socket Welded End , ASTMA182 Grade F 304/F 304L
Plug Hexagonal Head , ASME B16.11 , Male Threaded End , ASTM A182 Grade F 304/F304L
Socket Weld Flange , ASME B16.5 , Class 300 , Raised-face flanged end , ASTMA182 Grade F 304/F 304L
Socket Weld Flange , ASME B16.5 , Class 300 , Raised-face flanged end , ASTMA182 Grade F 304/F 304L
Spiral Wound Gasket , ASME B16.20, for ASME B16.5 Flanges , Class 150 , 304stainless steel (18 Cr-8 Ni) ,w/flexible graphite filler , w/304 SSinner ring and 304 SS outer ring , Lowstress , Oxygen Clean (AA) acc. to4WPI-SW70003
Spiral Wound Gasket , ASME B16.20, for ASME B16.5 Flanges , Class 300 , 304stainless steel (18 Cr-8 Ni) ,w/flexible graphite filler , w/304 SSinner ring and 304 SS outer ring ,Oxygen Clean (AA) acc. to 4WPI-SW70003
Stud Bolt (IN-MM) - , ASTM A193 Grade B8, Class 2 , Studs - 115 mm Length
Hexagonal Head Nut , ASME B18.2.2 Heavy Hex , ASTM A194 Grade 8
Stud Bolt (IN-MM) - , ASTM A193 Grade B8, Class 2 , Studs - 95 mm Length
Globe Valve , AP SPEC-ENG-MS009 , Class 300 , Socket Welded End x FemaleThreaded End , Bolted Bonnet , HandwheelOperator , ASTM A351-CF8 , BronzeTopworks , Resilient Seat , ProcessClean (B) acc. to 4WPI-SW70002 , InsideScrew with Rising Stem , CryogenicService
SEE INSTRUMENT SUMMARY
SEE PIPING SUPPORT INDEX
SEE PIPING SUPPORT INDEX
SEE PIPING SUPPORT INDEX
SEE WELDED ATTACHMENT SUMMARY
SEE PIPING SUPPORT INDEX
SEE PIPING SUPPORT INDEX
SEE PIPING SUPPORT INDEX
Pipe , ASME B36.19 , Plain End , ASTM A312 Grade TP304/TP304L , Seamless,SCH/THK S-10S
SEE PIPING SUPPORT INDEX
Pipe , ASME B36.19 , Plain End , ASTM A312 Grade TP304/TP304L , Seamless,SCH/THK S-10S
Pipe , ASME B36.19 , Plain End , ASTM A312 Grade TP304/TP304L , Seamless,SCH/THK S-10S
Pipe , ASME B36.19 , Plain End , ASTM A312 Grade TP304/TP304L , Seamless,SCH/THK S-10S
Reducing Tee , ASME B16.11 , Class 3000 , Socket Welded End , ASTM A182 Grade F304/F 304L6 Nipple , ASME B36.19 , Plain End x Male
Nipple , ASME B36.19 , Plain End x Male Threaded End , ASTM A312 GradeTP304/TP304L , 4in Long , Seamless,SCH/THK S-80S
Union Head , MSS SP-83 , Class 3000 , Socket Welded End , ASTM A182 Grade F304/F 304L , Metal to Metal seat withvirgin PTFE seal ring
Union Tail , MSS SP-83 , Class 3000 , Socket Welded End , ASTM A182 Grade F304/F 304L , Metal to Metal seat withvirgin PTFE seal ring
Nipple , ASME B36.19 , Plain End , ASTM A312 Grade TP304/TP304L , 4in Long ,Seamless, SCH/THK S-80S
90 Degree Elbow , ASME B16.11 , Class 3000 , Socket Welded End , ASTM A182Grade F 304/F 304L
Coupling / Connector , ASME B16.11 , Class 3000 , Socket Welded End x FemaleThreaded End , ASTM A182 Grade F 304/F304L
Socket Weld Flange , ASME B16.5 , Class 300 , Raised-face flanged end , ASTMA182 Grade F 304/F 304L
Spiral Wound Gasket , ASME B16.20, for ASME B16.5 Flanges , Class 300 , 304stainless steel (18 Cr-8 Ni) ,w/flexible graphite filler , w/304 SSinner ring and 304 SS outer ring ,Oxygen Clean (AA) acc. to 4WPI-SW70003
Stud Bolt (IN-MM) - , ASTM A193 Grade B8, Class 2 , Studs - 105 mm Length
Hexagonal Head Nut , ASME B18.2.2 Heavy Hex , ASTM A194 Grade 8
SEE INSTRUMENT SUMMARY
SEE INSTRUMENT SUMMARY
SEE PIPING SUPPORT INDEX
SEE PIPING SUPPORT INDEX
SEE PIPING SUPPORT INDEX
Pipe , ASME B36.19 , Plain End , ASTM A312 Grade TP304/TP304L , Seamless,SCH/THK S-10S
Pipe , ASME B36.19 , Plain End , ASTM A312 Grade TP304/TP304L , Seamless,SCH/THK S-10S
Pipe , ASME B36.19 , Plain End , ASTM A312 Grade TP304/TP304L , Seamless,SCH/THK S-10S
Reducing Tee , ASME B16.11 , Class 3000 , Socket Welded End , ASTM A182 Grade F304/F 304L
Nipple , ASME B36.19 , Plain End x Male Threaded End , ASTM A312 GradeTP304/TP304L , 4in Long , Seamless,SCH/THK S-80S
Union Head , MSS SP-83 , Class 3000 , Socket Welded End , ASTM A182 Grade F304/F 304L , Metal to Metal seat withvirgin PTFE seal ring
Union Tail , MSS SP-83 , Class 3000 , Socket Welded End , ASTM A182 Grade F304/F 304L , Metal to Metal seat withvirgin PTFE seal ring
Nipple , ASME B36.19 , Plain End , ASTMA312 Grade TP304/TP304L , 4in Long ,Seamless, SCH/THK S-80S
90 Degree Elbow , ASME B16.11 , Class 3000 , Socket Welded End , ASTM A182Grade F 304/F 304L
Coupling / Connector , ASME B16.11 , Class 3000 , Socket Welded End x FemaleThreaded End , ASTM A182 Grade F 304/F304L
90 Degree Elbow , ASME B16.11 , Class 3000 , Socket Welded End , ASTM A182Grade F 304/F 304L
Nipple , ASME B36.19 , Plain End , ASTM A312 Grade TP304/TP304L , 4in Long ,Seamless, SCH/THK S-80S
Plug Hexagonal Head , ASME B16.11 , Male Threaded End , ASTM A182 Grade F 304/F304L
Gate Valve, Solid Wedge , API 602 , Class 800 , Socket Welded End x FemaleThreaded End , Bolted Bonnet , HandwheelOperator , ASTM A182 Grade F 316/F 316L, API Trim 12 , Process Clean (B) acc.to 4WPI-SW70002
SEE INSTRUMENT SUMMARY
SEE PIPING SUPPORT INDEX
Pipe , ASME B36.19 , Plain End , ASTM A312 Grade TP304/TP304L , Seamless,SCH/THK S-10S
Tee , ASME B16.11 , Class 3000 , Socket Welded End , ASTM A182 Grade F 304/F304L
90 Degree Elbow , ASME B16.11 , Class 3000 , Socket Welded End , ASTM A182Grade F 304/F 304L
Globe Valve , AP SPEC-ENG-MS009 , Class 300 , Socket Weld End , Extended BoltedBonnet , Handwheel Operator , ASTMA351-CF8 , Bronze Topworks , ResilientSeat , Process Clean (B) acc. to4WPI-SW70002 , Inside Screw with RisingStem , Cryogenic Service
Globe Valve , AP SPEC-ENG-MS009 , Class 300 , Socket Weld End , Extended BoltedBonnet , Handwheel Operator , ASTMA351-CF8 , Bronze Topworks , ResilientSeat , Process Clean (B) acc. to4WPI-SW70002 , Inside Screw with RisingStem , Cryogenic Service
SEE PIPING SUPPORT INDEX
SEE PIPING SUPPORT INDEX
SEE PIPING SUPPORT INDEX
Pipe , ASME B36.19 , Plain End , ASTM A312 Grade TP304/TP304L , Seamless,SCH/THK S-10S
Pipe , ASME B36.19 , Plain End , ASTM A312 Grade TP304/TP304L , Seamless,SCH/THK S-10S
Pipe , ASME B36.19 , Plain End , ASTM A312 Grade TP304/TP304L , Seamless,SCH/THK S-10S
Reducing Tee , ASME B16.11 , Class 3000 , Socket Welded End , ASTM A182 Grade F304/F 304L
Nipple , ASME B36.19 , Plain End x Male Threaded End , ASTM A312 GradeTP304/TP304L , 4in Long , Seamless,SCH/THK S-80S
Union Head , MSS SP-83 , Class 3000 , Socket Welded End , ASTM A182 Grade F304/F 304L , Metal to Metal seat withvirgin PTFE seal ring
Union Tail , MSS SP-83 , Class 3000 , Socket Welded End , ASTM A182 Grade F304/F 304L , Metal to Metal seat withvirgin PTFE seal ring
Nipple , ASME B36.19 , Plain End , ASTM A312 Grade TP304/TP304L , 4in Long ,Seamless, SCH/THK S-80S
90 Degree Elbow , ASME B16.11 , Class 3000 , Socket Welded End , ASTM A182Grade F 304/F 304L
90 Degree Elbow , ASME B16.11 , Class 3000 , Socket Welded End , ASTM A182Grade F 304/F 304L
Nipple , ASME B36.19 , Plain End , ASTM A312 Grade TP304/TP304L , 4in Long ,Seamless, SCH/THK S-80S
Plug Hexagonal Head , ASME B16.11 , Male Threaded End , ASTM A182 Grade F 304/F304L
Coupling / Connector , ASME B16.11 , Class 3000 , Socket Welded End x FemaleThreaded End , ASTM A182 Grade F 304/F304L
Gate Valve, Solid Wedge , API 602 , Class 800 , Socket Welded End x FemaleThreaded End , Bolted Bonnet , HandwheelOperator , ASTM A182 Grade F 316/F 316L, API Trim 12 , Process Clean (B) acc.to 4WPI-SW70002
SEE INSTRUMENT SUMMARY
SEE PIPING SUPPORT INDEX
Pipe , ASME B36.19 , Plain End , ASTM A312 Grade TP304/TP304L , Seamless,SCH/THK S-10S
Pipe , ASME B36.19 , Plain End , ASTM A312 Grade TP304/TP304L , Seamless,SCH/THK S-10S
Pipe , ASME B36.19 , Plain End , ASTM A312 Grade TP304/TP304L , Seamless,SCH/THK S-10S
Reducing Tee , ASME B16.11 , Class 3000 , Socket Welded End , ASTM A182 Grade F304/F 304L
Nipple , ASME B36.19 , Plain End x Male Threaded End , ASTM A312 GradeTP304/TP304L , 4in Long , Seamless,SCH/THK S-80S
Union Head , MSS SP-83 , Class 3000 , Socket Welded End , ASTM A182 Grade F304/F 304L , Metal to Metal seat withvirgin PTFE seal ring
Union Tail , MSS SP-83 , Class 3000 , Socket Welded End , ASTM A182 Grade F304/F 304L , Metal to Metal seat withvirgin PTFE seal ring
Nipple , ASME B36.19 , Plain End , ASTM A312 Grade TP304/TP304L , 4in Long ,Seamless, SCH/THK S-80S
90 Degree Elbow , ASME B16.11 , Class 3000 , Socket Welded End , ASTM A182Grade F 304/F 304L
Coupling / Connector , ASME B16.11 , Class 3000 , Socket Welded End x FemaleThreaded End , ASTM A182 Grade F 304/F304L
Socket Weld Flange , ASME B16.5 , Class 300 , Raised-face flanged end , ASTMA182 Grade F 304/F 304L
Spiral Wound Gasket , ASME B16.20, for ASME B16.5 Flanges , Class 300 , 304stainless steel (18 Cr-8 Ni) ,w/flexible graphite filler , w/304 SSinner ring and 304 SS outer ring ,Oxygen Clean (AA) acc. to 4WPI-SW70003
Stud Bolt (IN-MM) - , ASTM A193 Grade B8, Class 2 , Studs - 105 mm Length
Hexagonal Head Nut , ASME B18.2.2 Heavy Hex , ASTM A194 Grade 8
SEE INSTRUMENT SUMMARY
SEE INSTRUMENT SUMMARY
SEE PIPING SUPPORT INDEX
SEE PIPING SUPPORT INDEX
SEE PIPING SUPPORT INDEX
Pipe , ASME B36.19 , Plain End , ASTM A312 Grade TP304/TP304L , Seamless,SCH/THK S-10S
Pipe , ASME B36.19 , Plain End , ASTM A312 Grade TP304/TP304L , Seamless,SCH/THK S-10S
Reducing Tee , ASME B16.11 , Class 3000 , Socket Welded End , ASTM A182 Grade F304/F 304L
90 Degree Elbow , ASME B16.11 , Class 3000 , Socket Welded End , ASTM A182Grade F 304/F 304L
90 Degree Elbow , ASME B16.11 , Class 3000 , Socket Welded End , ASTM A182Grade F 304/F 304L
Nipple , ASME B36.19 , Plain End , ASTM A312 Grade TP304/TP304L , 4in Long ,Seamless, SCH/THK S-80S
Plug Hexagonal Head , ASME B16.11 , Male Threaded End , ASTM A182 Grade F 304/F304L
Globe Valve , AP SPEC-ENG-MS009 , Class 300 , Socket Weld End , Extended BoltedBonnet , Handwheel Operator , ASTMA351-CF8 , Bronze Topworks , ResilientSeat , Process Clean (B) acc. to4WPI-SW70002 , Inside Screw with RisingStem , Cryogenic Service
Globe Valve , AP SPEC-ENG-MS009 , Class 300 , Socket Welded End x FemaleThreaded End , Bolted Bonnet , HandwheelOperator , ASTM A351-CF8 , BronzeTopworks , Resilient Seat , ProcessClean (B) acc. to 4WPI-SW70002 , InsideScrew with Rising Stem , CryogenicService
SEE PIPING SUPPORT INDEX
SEE PIPING SUPPORT INDEX
Pipe , ASME B36.19 , Plain End , ASTM A312 Grade TP304/TP304L , Seamless,SCH/THK S-10S
90 Degree Elbow , ASME B16.11 , Class 3000 , Socket Welded End , ASTM A182Grade F 304/F 304L
SEE PIPING SUPPORT INDEX
SEE PIPING SUPPORT INDEX
SEE PIPING SUPPORT INDEX
Pipe , ASME B36.19 , Plain End , ASTM A312 Grade TP304/TP304L , Seamless,SCH/THK S-10S
Pipe , ASME B36.19 , Plain End , ASTM A312 Grade TP304/TP304L , Seamless,SCH/THK S-10S
Pipe , ASME B36.19 , Plain End , ASTM A312 Grade TP304/TP304L , Seamless,SCH/THK S-10S
Reducing Tee , ASME B16.11 , Class 3000 , Socket Welded End , ASTM A182 Grade F304/F 304L
Coupling / Connector , ASME B16.11 , Class 3000 , Socket Welded End , ASTMA182 Grade F 304/F 304L
Nipple , ASME B36.19 , Plain End x Male Threaded End , ASTM A312 GradeTP304/TP304L , 4in Long , Seamless,SCH/THK S-80S
Union Head , MSS SP-83 , Class 3000 ,Socket Welded End , ASTM A182 Grade F304/F 304L , Metal to Metal seat withvirgin PTFE seal ring
Union Tail , MSS SP-83 , Class 3000 , Socket Welded End , ASTM A182 Grade F304/F 304L , Metal to Metal seat withvirgin PTFE seal ring
Nipple , ASME B36.19 , Plain End , ASTM A312 Grade TP304/TP304L , 4in Long ,Seamless, SCH/THK S-80S
90 Degree Elbow , ASME B16.11 , Class 3000 , Socket Welded End , ASTM A182Grade F 304/F 304L
Tee , ASME B16.11 , Class 3000 , Socket Welded End , ASTM A182 Grade F 304/F304L
90 Degree Elbow , ASME B16.11 , Class 3000 , Socket Welded End , ASTM A182Grade F 304/F 304L
Plug Hexagonal Head , ASME B16.11 , Male Threaded End , ASTM A182 Grade F 304/F304L
Coupling / Connector , ASME B16.11 , Class 3000 , Socket Welded End x FemaleThreaded End , ASTM A182 Grade F 304/F304L
Socket Weld Flange , ASME B16.5 , Class 300 , Raised-face flanged end , ASTMA182 Grade F 304/F 304L
Spiral Wound Gasket , ASME B16.20, for ASME B16.5 Flanges , Class 300 , 304stainless steel (18 Cr-8 Ni) ,w/flexible graphite filler , w/304 SSinner ring and 304 SS outer ring ,Oxygen Clean (AA) acc. to 4WPI-SW70003
Stud Bolt (IN-MM) - , ASTM A193 Grade B8, Class 2 , Studs - 75 mm Length
Hexagonal Head Nut , ASME B18.2.2 Heavy Hex , ASTM A194 Grade 8
SEE INSTRUMENT SUMMARY
Globe Valve , AP SPEC-ENG-MS009 , Class 300 , Socket Welded End x FemaleThreaded End , Bolted Bonnet , HandwheelOperator , ASTM A351-CF8 , BronzeTopworks , Resilient Seat , ProcessClean (B) acc. to 4WPI-SW70002 , InsideScrew with Rising Stem , CryogenicService
Globe Valve , AP SPEC-ENG-MS009 , Class 300 , Socket Welded End x FemaleThreaded End , Bolted Bonnet , HandwheelOperator , ASTM A351-CF8 , BronzeTopworks , Resilient Seat , ProcessClean (B) acc. to 4WPI-SW70002 , InsideScrew with Rising Stem , CryogenicService
SEE INSTRUMENT SUMMARY
SEE INSTRUMENT SUMMARY
SEE PIPING SUPPORT INDEX
SEE PIPING SUPPORT INDEX
SEE PIPING SUPPORT INDEX
Pipe , ASME B36.19 , Plain End , ASTM A312 Grade TP304/TP304L , Seamless,SCH/THK S-10S
Concentric Swage , MSS SP-95 , Plain End , ASTM A403 Grade WP304/WP304L , Type S,SCH/THK S-10S
Nipple , ASME B36.19 , Plain End x Male Threaded End , ASTM A312 GradeTP304/TP304L , 4in Long , Seamless,SCH/THK S-80S
Union Head , MSS SP-83 , Class 3000 , Socket Welded End , ASTM A182 Grade F304/F 304L , Metal to Metal seat withvirgin PTFE seal ring
Union Tail , MSS SP-83 , Class 3000 , Socket Welded End , ASTM A182 Grade F304/F 304L , Metal to Metal seat withvirgin PTFE seal ring
Nipple , ASME B36.19 , Plain End , ASTM A312 Grade TP304/TP304L , 4in Long ,Seamless, SCH/THK S-80S
90 Degree Elbow , ASME B16.11 , Class 3000 , Socket Welded End , ASTM A182Grade F 304/F 304L
Tee , ASME B16.11 , Class 3000 , Socket Welded End , ASTM A182 Grade F 304/F304L
Nipple , ASME B36.19 , Plain End , ASTM A312 Grade TP304/TP304L , 4in Long ,Seamless, SCH/THK S-80S
90 Degree Elbow , ASME B16.11 , Class 3000 , Socket Welded End , ASTM A182Grade F 304/F 304L
Needle Valve , Generic manufacturer , 6000 psig , Socket Welded End x FemaleThreaded End , Union Bonnet , T-handle,short , 316L stainless steel , PTFEPacking , Oxygen Clean (AA) acc. to4WPI-SW70003
Needle Valve , Generic manufacturer , 6000 psig , Socket Welded End x FemaleThreaded End , Union Bonnet , T-handle,short , 316L stainless steel , PTFEPacking , Oxygen Clean (AA) acc. to4WPI-SW70003
SEE INSTRUMENT SUMMARY
SEE INSTRUMENT SUMMARY
SEE PIPING SUPPORT INDEX
SEE PIPING SUPPORT INDEX
Pipe , ASME B36.19 , Plain End , ASTM A312 Grade TP304/TP304L , Seamless,SCH/THK S-10S
Concentric Swage , MSS SP-95 , Plain End , ASTM A403 Grade WP304/WP304L , Type S,SCH/THK S-10S
Nipple , ASME B36.19 , Plain End x Male Threaded End , ASTM A312 GradeTP304/TP304L , 4in Long , Seamless,SCH/THK S-80S
Union Head , MSS SP-83 , Class 3000 , Socket Welded End , ASTM A182 Grade F304/F 304L , Metal to Metal seat withvirgin PTFE seal ring
Union Tail , MSS SP-83 , Class 3000 , Socket Welded End , ASTM A182 Grade F304/F 304L , Metal to Metal seat withvirgin PTFE seal ring
Nipple , ASME B36.19 , Plain End , ASTM A312 Grade TP304/TP304L , 4in Long ,Seamless, SCH/THK S-80S
90 Degree Elbow , ASME B16.11 , Class 3000 , Socket Welded End , ASTM A182Grade F 304/F 304L
Tee , ASME B16.11 , Class 3000 , Socket Welded End , ASTM A182 Grade F 304/F304L
Nipple , ASME B36.19 , Plain End , ASTM A312 Grade TP304/TP304L , 4in Long ,Seamless, SCH/THK S-80S
Needle Valve , Generic manufacturer , 6000 psig , Socket Welded End x FemaleThreaded End , Union Bonnet , T-handle,short , 316L stainless steel , PTFEPacking , Oxygen Clean (AA) acc. to4WPI-SW70003
SEE INSTRUMENT SUMMARY
SEE PIPING SUPPORT INDEX
Tee , ASME B16.11 , Class 3000 , Socket Welded End , ASTM A182 Grade F 304/F304L
Nipple , ASME B36.19 , Plain End , ASTM A312 Grade TP304/TP304L , 4in Long ,Seamless, SCH/THK S-80S
90 Degree Elbow , ASME B16.11 , Class 3000 , Socket Welded End , ASTM A182Grade F 304/F 304L
Needle Valve , Generic manufacturer , 6000 psig , Socket Welded End x FemaleThreaded End , Union Bonnet , T-handle,short , 316L stainless steel , PTFEPacking , Oxygen Clean (AA) acc. to4WPI-SW70003
Needle Valve , Generic manufacturer , 6000 psig , Socket Welded End x FemaleThreaded End , Union Bonnet , T-handle,short , 316L stainless steel , PTFEPacking , Oxygen Clean (AA) acc. to4WPI-SW70003
Needle Valve , Generic manufacturer , 6000 psig , Socket Welded End x FemaleThreaded End , Union Bonnet , T-handle,short , 316L stainless steel , PTFEPacking , Oxygen Clean (AA) acc. to4WPI-SW70003
SEE INSTRUMENT SUMMARY
SEE INSTRUMENT SUMMARY
SEE INSTRUMENT SUMMARY
SEE PIPING SUPPORT INDEX
Pipe , ASME B36.19 , Plain End , ASTM A312 Grade TP304/TP304L , Seamless,SCH/THK S-10S
Pipe , ASME B36.19 , Plain End , ASTM A312 Grade TP304/TP304L , Seamless,SCH/THK S-10S
Pipe , ASME B36.19 , Plain End , ASTM A312 Grade TP304/TP304L , Seamless,SCH/THK S-10S
Tee , ASME B16.11 , Class 3000 , Socket Welded End , ASTM A182 Grade F 304/F304L
Reducing Tee , ASME B16.11 , Class 3000 , Socket Welded End , ASTM A182 Grade F304/F 304L
Coupling / Connector , ASME B16.11 , Class 3000 , Socket Welded End , ASTMA182 Grade F 304/F 304L
Nipple , ASME B36.19 , Plain End x Male Threaded End , ASTM A312 GradeTP304/TP304L , 4in Long , Seamless,SCH/THK S-80S
Union Head , MSS SP-83 , Class 3000 , Socket Welded End , ASTM A182 Grade F304/F 304L , Metal to Metal seat withvirgin PTFE seal ring
Union Tail , MSS SP-83 , Class 3000 , Socket Welded End , ASTM A182 Grade F304/F 304L , Metal to Metal seat withvirgin PTFE seal ring
90 Degree Elbow , ASME B16.11 , Class 3000 , Socket Welded End , ASTM A182Grade F 304/F 304L
Coupling / Connector , ASME B16.11 , Class 3000 , Socket Welded End x FemaleThreaded End , ASTM A182 Grade F 304/F304L
Globe Valve , AP SPEC-ENG-MS009 , Class 300 , Socket Weld End , Extended BoltedBonnet , Handwheel Operator , ASTMA351-CF8 , Bronze Topworks , ResilientSeat , Process Clean (B) acc. to4WPI-SW70002 , Inside Screw with RisingStem , Cryogenic Service
SEE INSTRUMENT SUMMARY
SEE PIPING SUPPORT INDEX
SEE PIPING SUPPORT INDEX
SEE PIPING SUPPORT INDEX
Pipe , ASME B36.19 , Plain End , ASTM A312 Grade TP304/TP304L , Seamless,SCH/THK S-10S
Pipe , ASME B36.19 , Plain End , ASTM A312 Grade TP304/TP304L , Seamless,SCH/THK S-10S
Reducing Tee , ASME B16.11 , Class 3000 , Socket Welded End , ASTM A182 Grade F304/F 304L
90 Degree Elbow , ASME B16.11 , Class 3000 , Socket Welded End , ASTM A182Grade F 304/F 304L
Globe Valve , AP SPEC-ENG-MS009 , Class 300 , Socket Weld End , Extended BoltedBonnet , Handwheel Operator , ASTMA351-CF8 , Bronze Topworks , ResilientSeat , Process Clean (B) acc. to4WPI-SW70002 , Inside Screw with RisingStem , Cryogenic Service
SEE PIPING SUPPORT INDEX
SEE PIPING SUPPORT INDEX
Pipe , ASME B36.19 , Plain End , ASTM A312 Grade TP304/TP304L , Seamless,SCH/THK S-10S
Pipe , ASME B36.19 , Plain End , ASTM A312 Grade TP304/TP304L , Seamless,SCH/THK S-40S
Pipe , ASME B36.19 , Plain End , ASTM A312 Grade TP304/TP304L , Seamless,SCH/THK S-10S
Reducing Tee , ASME B16.11 , Class 3000 , Socket Welded End , ASTM A182 Grade F304/F 304L
90 Degree Elbow , ASME B16.11 , Class 3000 , Socket Welded End , ASTM A182Grade F 304/F 304L
Coupling / Connector , ASME B16.11 , Class 3000 , Socket Welded End x FemaleThreaded End , ASTM A182 Grade F 304/F304L
Swing Check Valve , API STD 602 , Class 800 , Socket Weld End , Bolted Cover ,ASTM A182 Grade F 316/F 316L , API Trim12 , Process Clean (B) acc. to4WPI-SW70002
SEE PIPING SUPPORT INDEX
SEE PIPING SUPPORT INDEX
SEE PIPING SUPPORT INDEX
Pipe , ASME B36.19 , Plain End , ASTM A312 Grade TP304/TP304L , Seamless,SCH/THK S-10S
Nipple , ASME B36.19 , Plain End x Male Threaded End , ASTM A312 GradeTP304/TP304L , 4in Long , Seamless,SCH/THK S-80S
Union Head , MSS SP-83 , Class 3000 ,Socket Welded End , ASTM A182 Grade F304/F 304L , Metal to Metal seat withvirgin PTFE seal ring
Union Tail , MSS SP-83 , Class 3000 , Socket Welded End , ASTM A182 Grade F304/F 304L , Metal to Metal seat withvirgin PTFE seal ring
90 Degree Elbow , ASME B16.11 , Class 3000 , Socket Welded End , ASTM A182Grade F 304/F 304L
SEE INSTRUMENT SUMMARY
SEE PIPING SUPPORT INDEX
Pipe , ASME B36.19 , Plain End , ASTM A312 Grade TP304/TP304L , Seamless,SCH/THK S-10S
Pipe , ASME B36.19 , Plain End , ASTM A312 Grade TP304/TP304L , Seamless,SCH/THK S-10S
Pipe , ASME B36.19 , Plain End , ASTM A312 Grade TP304/TP304L , Seamless,SCH/THK S-10S
Reducing Tee , ASME B16.11 , Class 3000 , Socket Welded End , ASTM A182 Grade F304/F 304L
Coupling / Connector , ASME B16.11 , Class 3000 , Socket Welded End , ASTMA182 Grade F 304/F 304L
90 Degree Elbow , ASME B16.11 , Class 3000 , Socket Welded End , ASTM A182Grade F 304/F 304L
Nipple , ASME B36.19 , Plain End x Male Threaded End , ASTM A312 GradeTP304/TP304L , 4in Long , Seamless,SCH/THK S-80S
Union Head , MSS SP-83 , Class 3000 , Socket Welded End , ASTM A182 Grade F304/F 304L , Metal to Metal seat withvirgin PTFE seal ring
Union Tail , MSS SP-83 , Class 3000 , Socket Welded End , ASTM A182 Grade F304/F 304L , Metal to Metal seat withvirgin PTFE seal ring
Nipple , ASME B36.19 , Plain End , ASTM A312 Grade TP304/TP304L , 4in Long ,Seamless, SCH/THK S-80S
90 Degree Elbow , ASME B16.11 , Class3000 , Socket Welded End , ASTM A182Grade F 304/F 304L
Coupling / Connector , ASME B16.11 , Class 3000 , Socket Welded End x FemaleThreaded End , ASTM A182 Grade F 304/F304L
Globe Valve , AP SPEC-ENG-MS009 , Class 300 , Socket Weld End , Extended BoltedBonnet , Handwheel Operator , ASTMA351-CF8 , Bronze Topworks , ResilientSeat , Process Clean (B) acc. to4WPI-SW70002 , Inside Screw with RisingStem , Cryogenic Service
SEE INSTRUMENT SUMMARY
SEE PIPING SUPPORT INDEX
SEE PIPING SUPPORT INDEX
Pipe , ASME B36.10 , Plain End , ASTM A106-B , Seamless, SCH/THK S-STD
Pipe , ASME B36.10 , Plain End , ASTM A106-B , Seamless, SCH/THK S-STD
Pipe , ASME B36.10 , Plain End , ASTM A106-B , Seamless, SCH/THK S-STD
Concentric Swage , MSS SP-95 , Plain End , ASTM A234 Grade WPB , Type S, SCH/THKS-STD
Reducing Tee , ASME B16.11 , Class 3000 , Socket Welded End , ASTM A105N , -
Coupling / Connector , ASME B16.11 , Class 3000 , Socket Welded End , ASTMA105N , -
90 Degree Elbow , ASME B16.11 , Class 3000 , Socket Welded End , ASTM A105N ,-
90 Degree Elbow , ASME B16.11 , Class 3000 , Socket Welded End , ASTM A105N ,-
Nipple , ASME B36.10 , Plain End x Male Threaded End , ASTM A106-B , 4in Long ,Seamless, SCH/THK S-XS
Plug Hexagonal Head , ASME B16.11 , Male Threaded End , ASTM A105N
Socket Weld Flange , ASME B16.5 , Class 150 , Raised-face flanged end , ASTMA105N ,-
Spiral Wound Gasket , ASME B16.20, for ASME B16.5 Flanges , Class 150 , 304stainless steel (18 Cr-8 Ni) ,w/flexible graphite filler , w/304 SSinner ring and CS outer ring , Lowstress
Stud Bolt (IN-MM) - , ASTM A193 Grade B7 , Studs - 75 mm Length
Hexagonal Head Nut , ASME B18.2.2 Heavy Hex , ASTM A194 Grade 2H
Gate Valve, Solid Wedge , API 602 , Class 800 , Socket Weld End , BoltedBonnet , Handwheel Operator , ASTM A105N, API Trim 8 , Standard Clean (SC) acc.to 4WPI-SW70001
Globe Valve , API STD 602 , Class 800 , Socket Weld End , Bolted Bonnet ,Handwheel Operator , ASTM A105N , APITrim 8 , Standard Clean (SC) acc. to4WPI-SW70001
SEE PIPING SUPPORT INDEX
SEE PIPING SUPPORT INDEX
Pipe , ASME B36.10 , Plain End , ASTM A106-B , Seamless, SCH/THK S-STD
90 Degree Elbow , ASME B16.11 , Class 3000 , Socket Welded End , ASTM A105N ,-
SEE PIPING SUPPORT INDEX
SEE PIPING SUPPORT INDEX
SEE PIPING SUPPORT INDEX
SEE PIPING SUPPORT INDEX
SEE PIPING SUPPORT INDEX
SEE PIPING SUPPORT INDEX
SEE PIPING SUPPORT INDEX
SEE PIPING SUPPORT INDEX
SEE PIPING SUPPORT INDEX
SEE PIPING SUPPORT INDEX
Pipe , ASME B36.10 , Plain End , ASTM A106-B , Seamless, SCH/THK S-STD
Pipe , ASME B36.10 , Plain End , ASTM A106-B , Seamless, SCH/THK S-STD
Pipe , ASME B36.10 , Plain End , ASTM A106-B , Seamless, SCH/THK S-STD
Concentric Swage , MSS SP-95 , Plain End , ASTM A234 Grade WPB , Type S, SCH/THKS-STD
Reducing Tee , ASME B16.11 , Class 3000 , Socket Welded End , ASTM A105N , -
Coupling / Connector , ASME B16.11 , Class 3000 , Socket Welded End , ASTMA105N , -
90 Degree Elbow , ASME B16.11 , Class 3000 , Socket Welded End , ASTM A105N ,-
90 Degree Elbow , ASME B16.11 , Class 3000 , Socket Welded End , ASTM A105N ,-
Nipple , ASME B36.10 , Plain End x Male Threaded End , ASTM A106-B , 4in Long ,Seamless, SCH/THK S-XS
Plug Hexagonal Head , ASME B16.11 , Male Threaded End , ASTM A105N
Socket Weld Flange , ASME B16.5 , Class 150 , Raised-face flanged end , ASTMA105N ,-
Spiral Wound Gasket , ASME B16.20, for ASME B16.5 Flanges , Class 150 , 304stainless steel (18 Cr-8 Ni) ,w/flexible graphite filler , w/304 SSinner ring and CS outer ring , Lowstress
Stud Bolt (IN-MM) - , ASTM A193 Grade B7 , Studs - 75 mm Length
Hexagonal Head Nut , ASME B18.2.2 Heavy Hex , ASTM A194 Grade 2H
Gate Valve, Solid Wedge , API 602 , Class 800 , Socket Weld End , BoltedBonnet , Handwheel Operator , ASTM A105N, API Trim 8 , Standard Clean (SC) acc.to 4WPI-SW70001
Globe Valve , API STD 602 , Class 800 , Socket Weld End , Bolted Bonnet ,Handwheel Operator , ASTM A105N , APITrim 8 , Standard Clean (SC) acc. to4WPI-SW70001
SEE PIPING SUPPORT INDEX
SEE PIPING SUPPORT INDEX
SEE PIPING SUPPORT INDEX
Pipe , ASME B36.10 , Plain End , ASTM A106-B , Seamless, SCH/THK S-STD
90 Degree Elbow , ASME B16.11 , Class 3000 , Socket Welded End , ASTM A105N ,-
SEE PIPING SUPPORT INDEX
SEE PIPING SUPPORT INDEX
SEE PIPING SUPPORT INDEX
SEE PIPING SUPPORT INDEX
SEE PIPING SUPPORT INDEX
SEE PIPING SUPPORT INDEX
Pipe , ASME B36.19 , Beveled End , ASTM A312 Grade TP304/TP304L , Seamless,SCH/THK S-10S
SockoletR, Reducing , MSS SP-97 , Class 3000 , Socket Welded End , ASTM A182Grade F 304/F 304L
90 Degree Long Radius Elbow , ASME B16.9 , Beveled End , ASTM A403 GradeWP304/WP304L , Type S, SCH/THK S-10S
Weld Neck Flange , ASME B16.5 , Class 150 , Raised-face flanged end , ASTMA182 Grade F 304/F 304L ,-, SCH/THKS-10S
Spiral Wound Gasket , ASME B16.20, for ASME B16.5 Flanges , Class 150 , 304stainless steel (18 Cr-8 Ni) ,w/flexible graphite filler , w/304 SSinner ring and CS outer ring , Lowstress
Stud Bolt (IN-MM) - , ASTM A193 Grade B8, Class 2 , Studs - 105 mm Length
Hexagonal Head Nut , ASME B18.2.2 Heavy Hex , ASTM A194 Grade 8
SEE PIPING SUPPORT INDEX
SEE PIPING SUPPORT INDEX
Pipe , ASME B36.19 , Beveled End , ASTM A312 Grade TP304/TP304L , Seamless,SCH/THK S-10S
SockoletR, Reducing , MSS SP-97 , Class 3000 , Socket Welded End , ASTM A182Grade F 304/F 304L
SockoletR, Reducing , MSS SP-97 , Class 3000 , Socket Welded End , ASTM A182Grade F 304/F 304L
90 Degree Long Radius Elbow , ASME B16.9 , Beveled End , ASTM A403 GradeWP304/WP304L , Type S, SCH/THK S-10S
Weld Neck Flange , ASME B16.5 , Class 150 , Raised-face flanged end , ASTMA182 Grade F 304/F 304L ,-, SCH/THKS-10S
Pipe , ASME B36.19 , Plain End , ASTM A312 Grade TP304/TP304L , Seamless,SCH/THK S-10S
Pipe , ASME B36.19 , Plain End , ASTM A312 Grade TP304/TP304L , Seamless,SCH/THK S-10S
90 Degree Elbow , ASME B16.11 , Class 3000 , Socket Welded End , ASTM A182Grade F 304/F 304L
Coupling / Connector , ASME B16.11 , Class 3000 , Socket Welded End , ASTMA182 Grade F 304/F 304L
Nipple , ASME B36.19 , Plain End x Male Threaded End , ASTM A312 GradeTP304/TP304L , 4in Long , Seamless,SCH/THK S-80S
Plug Hexagonal Head , ASME B16.11 , Male Threaded End , ASTM A182 Grade F 304/F304L
Spiral Wound Gasket , ASME B16.20, for ASME B16.5 Flanges , Class 150 , 304stainless steel (18 Cr-8 Ni) ,w/flexible graphite filler , w/304 SSinner ring and CS outer ring , Lowstress
Stud Bolt (IN-MM) - , ASTM A193 Grade B8, Class 2 , Studs - 115 mm Length
Hexagonal Head Nut , ASME B18.2.2 Heavy Hex , ASTM A194 Grade 8
Globe Valve , ASME B16.34, API STD 600 Wall Thickness , Class 150 , Beveled End, Bolted Bonnet , Handwheel Operator ,ASTM A351-CF3M , API Trim 12 , StandardClean (SC) acc. to 4WPI-SW70001, SCH/THKS-10S
Globe Valve , ASME B16.34, API STD 600 Wall Thickness , Class 150 , Beveled End, Bolted Bonnet , Handwheel Operator ,ASTM A351-CF3M , API Trim 12 , StandardClean (SC) acc. to 4WPI-SW70001, SCH/THKS-10S
Globe Valve , API STD 602 , Class 800 , Socket Welded End x Female Threaded End, Bolted Bonnet , Handwheel Operator ,ASTM A182 Grade F 316/F 316L , API Trim12 , Standard Clean (SC) acc. to4WPI-SW70001
SEE PIPING SUPPORT INDEX
SEE PIPING SUPPORT INDEX
SEE PIPING SUPPORT INDEX
SEE PIPING SUPPORT INDEX
Pipe , ASME B36.19 , Plain End , ASTM A312 Grade TP304/TP304L , Seamless,SCH/THK S-10S
Pipe , ASME B36.19 , Plain End , ASTM A312 Grade TP304/TP304L , Seamless,SCH/THK S-10S
Reducing Tee , ASME B16.11 , Class 3000 , Socket Welded End , ASTM A182 Grade F304/F 304L
Nipple , ASME B36.19 , Plain End x MaleThreaded End , ASTM A312 GradeTP304/TP304L , 4in Long , Seamless,SCH/THK S-80S
Union Head , MSS SP-83 , Class 3000 , Socket Welded End , ASTM A182 Grade F304/F 304L , Integral Seat
Union Tail , MSS SP-83 , Class 3000 , Socket Welded End , ASTM A182 Grade F304/F 304L , Integral Seat
90 Degree Elbow , ASME B16.11 , Class 3000 , Socket Welded End , ASTM A182Grade F 304/F 304L
Plug Hexagonal Head , ASME B16.11 , Male Threaded End , ASTM A182 Grade F 304/F304L
Globe Valve , API STD 602 , Class 800 , Socket Weld End , Bolted Bonnet ,Handwheel Operator , ASTM A182 Grade F316/F 316L , API Trim 12 , StandardClean (SC) acc. to 4WPI-SW70001
Globe Valve , API STD 602 , Class 800 , Socket Welded End x Female Threaded End, Bolted Bonnet , Handwheel Operator ,ASTM A182 Grade F 316/F 316L , API Trim12 , Standard Clean (SC) acc. to4WPI-SW70001
SEE PIPING SUPPORT INDEX
Pipe , ASME B36.19 , Beveled End , ASTM A312 Grade TP304/TP304L , Seamless,SCH/THK S-10S
Pipe , ASME B36.19 , Beveled End , ASTM A312 Grade TP304/TP304L , Seamless,SCH/THK S-10S
Tee , ASME B16.9 , Beveled End , ASTM A403 Grade WP304/WP304L , Type S,SCH/THK S-10S
Reducing Tee , ASME B16.9 , Beveled End , ASTM A403 Grade WP304/WP304L , Type S,SCH/THK S-10S
Eccentric Reducer , ASME B16.9 , Beveled End , ASTM A403 Grade WP304/WP304L ,Type S, SCH/THK S-10S
90 Degree Long Radius Elbow , ASME B16.9 , Beveled End , ASTM A403 GradeWP304/WP304L , Type S, SCH/THK S-10S
Pipe , ASME B36.19 , Plain End , ASTM A312 Grade TP304/TP304L , Seamless,SCH/THK S-10S
Eccentric Swage , MSS SP-95 , Beveled End x Plain End , ASTM A403 GradeWP304/WP304L , Type S, SCH/THK S-10S
Coupling / Connector , ASME B16.11 , Class 3000 , Socket Welded End , ASTMA182 Grade F 304/F 304L
SEE PIPING SUPPORT INDEX
SEE PIPING SUPPORT INDEX
SEE PIPING SUPPORT INDEX
SEE PIPING SUPPORT INDEX
SEE PIPING SUPPORT INDEX
SEE PIPING SUPPORT INDEX
SEE PIPING SUPPORT INDEX
Pipe , ASME B36.19 , Beveled End , ASTM A312 Grade TP304/TP304L , Seamless,SCH/THK S-10S
Pipe , ASME B36.19 , Beveled End , ASTM A312 Grade TP304/TP304L , Seamless,SCH/THK S-10S
Reducing Tee , ASME B16.9 , Beveled End , ASTM A403 Grade WP304/WP304L , Type S,SCH/THK S-10S
90 Degree Long Radius Elbow , ASME B16.9 , Beveled End , ASTM A403 GradeWP304/WP304L , Type S, SCH/THK S-10S
SockoletR, Reducing , MSS SP-97 , Class 3000 , Socket Welded End , ASTM A182Grade F 304/F 304L
90 Degree Long Radius Elbow , ASME B16.9 , Beveled End , ASTM A403 GradeWP304/WP304L , Type S, SCH/THK S-10S
Weld Neck Flange , ASME B16.5 , Class 150 , Raised-face flanged end , ASTMA182 Grade F 304/F 304L ,-, SCH/THKS-10S
Nipple , ASME B36.19 , Plain End , ASTM A312 Grade TP304/TP304L , 4in Long ,Seamless, SCH/THK S-80S
Plug Hexagonal Head , ASME B16.11 , Male Threaded End , ASTM A182 Grade F 304/F304L
Blind Flange , ASME B16.5 , Class 150 , Raised-face flanged end , ASTM A182Grade F 304/F 304L
Spiral Wound Gasket , ASME B16.20, for ASME B16.5 Flanges , Class 150 , 304stainless steel (18 Cr-8 Ni) ,w/flexible graphite filler , w/304 SSinner ring and CS outer ring , Lowstress
Stud Bolt (IN-MM) - , ASTM A193 Grade B8, Class 2 , Studs - 105 mm Length
Hexagonal Head Nut , ASME B18.2.2 Heavy Hex , ASTM A194 Grade 8
Gate Valve, Flexible Wedge , API 600 , Class 150 , Beveled End , Bolted Bonnet, Handwheel Operator , ASTM A351-CF3M ,API Trim 12 , Standard Clean (SC) acc.to 4WPI-SW70001, SCH/THK S-10S
Gate Valve, Flexible Wedge , API 600 , Class 150 , Beveled End , Bolted Bonnet, Handwheel Operator , ASTM A351-CF3M ,API Trim 12 , Standard Clean (SC) acc.to 4WPI-SW70001, SCH/THK S-10S
Globe Valve , API STD 602 , Class 800 , Socket Welded End x Female Threaded End, Bolted Bonnet , Handwheel Operator ,ASTM A182 Grade F 316/F 316L , API Trim12 , Standard Clean (SC) acc. to4WPI-SW70001
SEE PIPING SUPPORT INDEX
Pipe , ASME B36.19 , Beveled End , ASTM A312 Grade TP304/TP304L , Seamless,SCH/THK S-10S
90 Degree Long Radius Elbow , ASME B16.9 , Beveled End , ASTM A403 GradeWP304/WP304L , Type S, SCH/THK S-10S
SEE PIPING SUPPORT INDEX
Pipe , ASME B36.19 , Beveled End , ASTM A312 Grade TP304/TP304L , Seamless,SCH/THK S-10S
90 Degree Long Radius Elbow , ASME B16.9 , Beveled End , ASTM A403 GradeWP304/WP304L , Type S, SCH/THK S-10S
SEE PIPING SUPPORT INDEX
Pipe , ASME B36.19 , Beveled End , ASTM A312 Grade TP304/TP304L , Seamless,SCH/THK S-10S
SockoletR, Reducing , MSS SP-97 , Class 3000 , Socket Welded End , ASTM A182Grade F 304/F 304L
90 Degree Long Radius Elbow , ASME B16.9 , Beveled End , ASTM A403 GradeWP304/WP304L , Type S, SCH/THK S-10S
Weld Neck Flange , ASME B16.5 , Class 150 , Raised-face flanged end , ASTMA182 Grade F 304/F 304L ,-, SCH/THKS-10S
Spiral Wound Gasket , ASME B16.20, for ASME B16.5 Flanges , Class 150 , 304stainless steel (18 Cr-8 Ni) ,w/flexible graphite filler , w/304 SSinner ring and CS outer ring , Lowstress
Stud Bolt (IN-MM) - , ASTM A193 Grade B8, Class 2 , Studs - 105 mm Length
Hexagonal Head Nut , ASME B18.2.2 Heavy Hex , ASTM A194 Grade 8
SEE PIPING SUPPORT INDEX
SEE PIPING SUPPORT INDEX
Pipe , ASME B36.19 , Beveled End , ASTM A312 Grade TP304/TP304L , Seamless,SCH/THK S-10S
SockoletR, Reducing , MSS SP-97 , Class 3000 , Socket Welded End , ASTM A182Grade F 304/F 304L
SockoletR, Reducing , MSS SP-97 , Class 3000 , Socket Welded End , ASTM A182Grade F 304/F 304L
90 Degree Long Radius Elbow , ASME B16.9 , Beveled End , ASTM A403 GradeWP304/WP304L , Type S, SCH/THK S-10S
Weld Neck Flange , ASME B16.5 , Class 150 , Raised-face flanged end , ASTMA182 Grade F 304/F 304L ,-, SCH/THKS-10S
Pipe , ASME B36.19 , Plain End , ASTM A312 Grade TP304/TP304L , Seamless,SCH/THK S-10S
Pipe , ASME B36.19 , Plain End , ASTM A312 Grade TP304/TP304L , Seamless,SCH/THK S-10S
90 Degree Elbow , ASME B16.11 , Class 3000 , Socket Welded End , ASTM A182Grade F 304/F 304L
Coupling / Connector , ASME B16.11 , Class 3000 , Socket Welded End , ASTMA182 Grade F 304/F 304L
Nipple , ASME B36.19 , Plain End x Male Threaded End , ASTM A312 GradeTP304/TP304L , 4in Long , Seamless,SCH/THK S-80S
Plug Hexagonal Head , ASME B16.11 , Male Threaded End , ASTM A182 Grade F 304/F304L
Spiral Wound Gasket , ASME B16.20, for ASME B16.5 Flanges , Class 150 , 304stainless steel (18 Cr-8 Ni) ,w/flexible graphite filler , w/304 SSinner ring and CS outer ring , Lowstress
Stud Bolt (IN-MM) - , ASTM A193 Grade B8, Class 2 , Studs - 115 mm Length
Hexagonal Head Nut , ASME B18.2.2 Heavy Hex , ASTM A194 Grade 8
Globe Valve , ASME B16.34, API STD 600 Wall Thickness , Class 150 , Beveled End, Bolted Bonnet , Handwheel Operator ,ASTM A351-CF3M , API Trim 12 , StandardClean (SC) acc. to 4WPI-SW70001, SCH/THKS-10S
Globe Valve , ASME B16.34, API STD 600 Wall Thickness , Class 150 , Beveled End, Bolted Bonnet , Handwheel Operator ,ASTM A351-CF3M , API Trim 12 , StandardClean (SC) acc. to 4WPI-SW70001, SCH/THKS-10S
Globe Valve , API STD 602 , Class 800 , Socket Welded End x Female Threaded End, Bolted Bonnet , Handwheel Operator ,ASTM A182 Grade F 316/F 316L , API Trim12 , Standard Clean (SC) acc. to4WPI-SW70001
SEE PIPING SUPPORT INDEX
SEE PIPING SUPPORT INDEX
Pipe , ASME B36.19 , Plain End , ASTM A312 Grade TP304/TP304L , Seamless,SCH/THK S-10S
Pipe , ASME B36.19 , Plain End , ASTM A312 Grade TP304/TP304L , Seamless,SCH/THK S-10S
Reducing Tee , ASME B16.11 , Class 3000 , Socket Welded End , ASTM A182 Grade F304/F 304L
Nipple , ASME B36.19 , Plain End x Male Threaded End , ASTM A312 GradeTP304/TP304L , 4in Long , Seamless,SCH/THK S-80S
Union Tail , MSS SP-83 , Class 3000 , Socket Welded End , ASTM A182 Grade F304/F 304L , Integral Seat
Union Head , MSS SP-83 , Class 3000 , Socket Welded End , ASTM A182 Grade F304/F 304L , Integral Seat
90 Degree Elbow , ASME B16.11 , Class 3000 , Socket Welded End , ASTM A182Grade F 304/F 304L
Plug Hexagonal Head , ASME B16.11 , Male Threaded End , ASTM A182 Grade F 304/F304L
Globe Valve , API STD 602 , Class 800 , Socket Weld End , Bolted Bonnet ,Handwheel Operator , ASTM A182 Grade F316/F 316L , API Trim 12 , StandardClean (SC) acc. to 4WPI-SW70001
Globe Valve , API STD 602 , Class 800 , Socket Welded End x Female Threaded End, Bolted Bonnet , Handwheel Operator ,ASTM A182 Grade F 316/F 316L , API Trim12 , Standard Clean (SC) acc. to4WPI-SW70001
SEE PIPING SUPPORT INDEX
Pipe , ASME B36.19 , Beveled End , ASTM A312 Grade TP304/TP304L , Seamless,SCH/THK S-10S
Tee , ASME B16.9 , Beveled End , ASTM A403 Grade WP304/WP304L , Type S,SCH/THK S-10S
SockoletR, Reducing , MSS SP-97 , Class 3000 , Socket Welded End , ASTM A182Grade F 304/F 304L
90 Degree Long Radius Elbow , ASME B16.9 , Beveled End , ASTM A403 GradeWP304/WP304L , Type S, SCH/THK S-10S
Weld Neck Flange , ASME B16.5 , Class 150 , Raised-face flanged end , ASTMA182 Grade F 304/F 304L ,-, SCH/THKS-10S
Pipe , ASME B36.19 , Plain End , ASTM A312 Grade TP304/TP304L , Seamless,SCH/THK S-10S
Plug Hexagonal Head , ASME B16.11 , Male Threaded End , ASTM A182 Grade F 304/F304L
Spiral Wound Gasket , ASME B16.20, for ASME B16.5 Flanges , Class 150 , 304stainless steel (18 Cr-8 Ni) ,w/flexible graphite filler , w/304 SSinner ring and 304 SS outer ring , Lowstress , Oxygen Clean (AA) acc. to4WPI-SW70003
Stud Bolt (IN-MM) - , ASTM A193 Grade B8, Class 2 , Studs - 110 mm Length
Hexagonal Head Nut , ASME B18.2.2 Heavy Hex , ASTM A194 Grade 8
Stud Bolt (IN-MM) - , ASTM A193 Grade B8, Class 2 , Studs - 105 mm Length
Gate Valve, Flexible Wedge , API 600 , Class 150 , Beveled End , Bolted Bonnet, Handwheel Operator , ASTM A351-CF3M ,API Trim 12 , Process Clean (B) acc. to4WPI-SW70002, SCH/THK S-10S
Globe Valve , API STD 602 , Class 800 , Socket Welded End x Female Threaded End, Bolted Bonnet , Handwheel Operator ,ASTM A182 Grade F 316/F 316L , API Trim12 , Process Clean (B) acc. to4WPI-SW70002
SEE PIPING SUPPORT INDEX
SEE PIPING SUPPORT INDEX
Pipe , ASME B36.19 , Beveled End , ASTM A312 Grade TP304/TP304L , Seamless,SCH/THK S-10S
Tee , ASME B16.9 , Beveled End , ASTM A403 Grade WP304/WP304L , Type S,SCH/THK S-10S
SockoletR, Reducing , MSS SP-97 , Class 3000 , Socket Welded End , ASTM A182Grade F 304/F 304L
90 Degree Long Radius Elbow , ASME B16.9 , Beveled End , ASTM A403 GradeWP304/WP304L , Type S, SCH/THK S-10S
Weld Neck Flange , ASME B16.5 , Class 150 , Raised-face flanged end , ASTMA182 Grade F 304/F 304L ,-, SCH/THKS-10S
Nipple , ASME B36.19 , Plain End , ASTM A312 Grade TP304/TP304L , 4in Long ,Seamless, SCH/THK S-80S
Plug Hexagonal Head , ASME B16.11 , Male Threaded End , ASTM A182 Grade F 304/F304L
Spiral Wound Gasket , ASME B16.20, for ASME B16.5 Flanges , Class 150 , 304stainless steel (18 Cr-8 Ni) ,w/flexible graphite filler , w/304 SSinner ring and 304 SS outer ring , Lowstress , Oxygen Clean (AA) acc. to4WPI-SW70003
Stud Bolt (IN-MM) - , ASTM A193 Grade B8, Class 2 , Studs - 105 mm Length
Hexagonal Head Nut , ASME B18.2.2 Heavy Hex , ASTM A194 Grade 8
Stud Bolt (IN-MM) - , ASTM A193 Grade B8, Class 2 , Studs - 110 mm Length
Gate Valve, Flexible Wedge , API 600 , Class 150 , Beveled End , Bolted Bonnet, Handwheel Operator , ASTM A351-CF3M ,API Trim 12 , Process Clean (B) acc. to4WPI-SW70002, SCH/THK S-10S
Gate Valve, Flexible Wedge , API 600 , Class 150 , Beveled End , Bolted Bonnet, Handwheel Operator , ASTM A351-CF3M ,API Trim 12 , Process Clean (B) acc. to4WPI-SW70002, SCH/THK S-10S
Gate Valve, Flexible Wedge , API 600 , Class 150 , Beveled End , Bolted Bonnet, Handwheel Operator , ASTM A351-CF3M ,API Trim 12 , Process Clean (B) acc. to4WPI-SW70002, SCH/THK S-10S
Globe Valve , API STD 602 , Class 800 , Socket Welded End x Female Threaded End, Bolted Bonnet , Handwheel Operator ,ASTM A182 Grade F 316/F 316L , API Trim12 , Process Clean (B) acc. to4WPI-SW70002
SEE PIPING SUPPORT INDEX
SEE PIPING SUPPORT INDEX
SEE PIPING SUPPORT INDEX
Pipe , ASME B36.19 , Beveled End , ASTM A312 Grade TP304/TP304L , Seamless,SCH/THK S-10S
Tee , ASME B16.9 , Beveled End , ASTM A403 Grade WP304/WP304L , Type S,SCH/THK S-10S
SockoletR, Reducing , MSS SP-97 , Class 3000 , Socket Welded End , ASTM A182Grade F 304/F 304L
SockoletR, Reducing , MSS SP-97 , Class 3000 , Socket Welded End , ASTM A182Grade F 304/F 304L
90 Degree Long Radius Elbow , ASME B16.9 , Beveled End , ASTM A403 GradeWP304/WP304L , Type S, SCH/THK S-10S
Weld Neck Flange , ASME B16.5 , Class 150 , Raised-face flanged end , ASTMA182 Grade F 304/F 304L ,-, SCH/THKS-10S
Nipple , ASME B36.19 , Plain End , ASTM A312 Grade TP304/TP304L , 4in Long ,Seamless, SCH/THK S-80S
Plug Hexagonal Head , ASME B16.11 , Male Threaded End , ASTM A182 Grade F 304/F304L
Nipple , ASME B36.19 , Plain End , ASTM A312 Grade TP304/TP304L , 4in Long ,Seamless, SCH/THK S-80S
Spiral Wound Gasket , ASME B16.20, for ASME B16.5 Flanges , Class 150 , 304stainless steel (18 Cr-8 Ni) ,w/flexible graphite filler , w/304 SSinner ring and 304 SS outer ring , Lowstress , Oxygen Clean (AA) acc. to4WPI-SW70003
Stud Bolt (IN-MM) - , ASTM A193 Grade B8, Class 2 , Studs - 105 mm Length
Hexagonal Head Nut , ASME B18.2.2 Heavy Hex , ASTM A194 Grade 8
Stud Bolt (IN-MM) - , ASTM A193 Grade B8, Class 2 , Studs - 110 mm Length
Gate Valve, Flexible Wedge , API 600 , Class 150 , Beveled End , Bolted Bonnet, Handwheel Operator , ASTM A351-CF3M ,API Trim 12 , Process Clean (B) acc. to4WPI-SW70002, SCH/THK S-10S
Gate Valve, Flexible Wedge , API 600 , Class 150 , Beveled End , Bolted Bonnet, Handwheel Operator , ASTM A351-CF3M ,API Trim 12 , Process Clean (B) acc. to4WPI-SW70002, SCH/THK S-10S
Globe Valve , API STD 602 , Class 800 , Socket Welded End x Female Threaded End, Bolted Bonnet , Handwheel Operator ,ASTM A182 Grade F 316/F 316L , API Trim12 , Process Clean (B) acc. to4WPI-SW70002
Globe Valve , API STD 602 , Class 800 , Socket Welded End x Female Threaded End, Bolted Bonnet , Handwheel Operator ,ASTM A182 Grade F 316/F 316L , API Trim12 , Standard Clean (SC) acc. to4WPI-SW70001
SEE PIPING SUPPORT INDEX
SEE PIPING SUPPORT INDEX
Pipe , ASME B36.10 , Plain End , ASTM A106-B , Seamless, SCH/THK S-STD
90 Degree Elbow , ASME B16.11 , Class 3000 , Socket Welded End , ASTM A105N ,-
SEE PIPING SUPPORT INDEX
SEE PIPING SUPPORT INDEX
SEE PIPING SUPPORT INDEX
Pipe , ASME B36.10 , Plain End , ASTM A106-B , Seamless, SCH/THK S-STD
Tee , ASME B16.11 , Class 3000 , Socket Welded End , ASTM A105N , -
90 Degree Elbow , ASME B16.11 , Class 3000 , Socket Welded End , ASTM A105N ,-
Nipple , ASME B36.10 , Plain End x Male Threaded End , ASTM A106-B , 4in Long ,Seamless, SCH/THK S-XS
Cap , ASME B16.11 , Class 3000 , FemaleThreaded End , ASTM A105N , -
SEE PIPING SUPPORT INDEX
SEE PIPING SUPPORT INDEX
SEE PIPING SUPPORT INDEX
SEE PIPING SUPPORT INDEX
SEE PIPING SUPPORT INDEX
SEE PIPING SUPPORT INDEX
SEE PIPING SUPPORT INDEX
SEE PIPING SUPPORT INDEX
SEE PIPING SUPPORT INDEX
Pipe , ASME B36.10 , Plain End , ASTM A106-B , Seamless, SCH/THK S-STD
90 Degree Elbow , ASME B16.11 , Class 3000 , Socket Welded End , ASTM A105N ,-
SEE PIPING SUPPORT INDEX
SEE PIPING SUPPORT INDEX
SEE PIPING SUPPORT INDEX
Pipe , ASME B36.10 , Plain End , ASTM A106-B , Seamless, SCH/THK S-STD
Tee , ASME B16.11 , Class 3000 , Socket Welded End , ASTM A105N , -
Nipple , ASME B36.10 , Plain End , ASTM A106-B , 3in Long , Seamless, SCH/THKS-XS
90 Degree Elbow , ASME B16.11 , Class 3000 , Socket Welded End , ASTM A105N ,-
Nipple , ASME B36.10 , Plain End x Male Threaded End , ASTM A106-B , 4in Long ,Seamless, SCH/THK S-XS
Cap , ASME B16.11 , Class 3000 , Female Threaded End , ASTM A105N , -
SEE PIPING SUPPORT INDEX
SEE PIPING SUPPORT INDEX
SEE PIPING SUPPORT INDEX
SEE PIPING SUPPORT INDEX
SEE PIPING SUPPORT INDEX
SEE PIPING SUPPORT INDEX
SEE PIPING SUPPORT INDEX
Pipe , ASME B36.10 , Plain End , ASTM A106-B , Seamless, SCH/THK S-STD
Tee , ASME B16.11 , Class 3000 , Socket Welded End , ASTM A105N , -
90 Degree Elbow , ASME B16.11 , Class 3000 , Socket Welded End , ASTM A105N ,-
Nipple , ASME B36.10 , Plain End x Male Threaded End , ASTM A106-B , 4in Long ,Seamless, SCH/THK S-XS
Cap , ASME B16.11 , Class 3000 , Female Threaded End , ASTM A105N , -
SEE PIPING SUPPORT INDEX
SEE PIPING SUPPORT INDEX
SEE PIPING SUPPORT INDEX
SEE PIPING SUPPORT INDEX
SEE PIPING SUPPORT INDEX
SEE PIPING SUPPORT INDEX
SEE PIPING SUPPORT INDEX
SEE PIPING SUPPORT INDEX
Pipe , ASME B36.10 , Plain End , ASTM A106-B , Seamless, SCH/THK S-STD
90 Degree Elbow , ASME B16.11 , Class 3000 , Socket Welded End , ASTM A105N ,-
Socket Weld Flange , ASME B16.5 , Class 150 , Raised-face flanged end , ASTMA105N ,-
Spiral Wound Gasket , ASME B16.20, for ASME B16.5 Flanges , Class 150 , 304stainless steel (18 Cr-8 Ni) ,w/flexible graphite filler , w/304 SSinner ring and CS outer ring , Lowstress
Stud Bolt (IN-MM) - , ASTM A193 Grade B7 , Studs - 80 mm Length
Hexagonal Head Nut , ASME B18.2.2 Heavy Hex , ASTM A194 Grade 2H
SEE PIPING SUPPORT INDEX
Pipe , ASME B36.10 , Plain End , ASTM A106-B , Seamless, SCH/THK S-STD
90 Degree Elbow , ASME B16.11 , Class 3000 , Socket Welded End , ASTM A105N ,-
Socket Weld Flange , ASME B16.5 , Class 150 , Raised-face flanged end , ASTMA105N ,-
Spiral Wound Gasket , ASME B16.20, for ASME B16.5 Flanges , Class 150 , 304stainless steel (18 Cr-8 Ni) ,w/flexible graphite filler , w/304 SSinner ring and CS outer ring , Lowstress
Stud Bolt (IN-MM) - , ASTM A193 Grade B7 , Studs - 80 mm Length
Hexagonal Head Nut , ASME B18.2.2 Heavy Hex , ASTM A194 Grade 2H
SEE PIPING SUPPORT INDEX
Pipe , ASME B36.10 , Plain End , ASTM A106-B , Seamless, SCH/THK S-STD
Socket Weld Flange , ASME B16.5 , Class 150 , Raised-face flanged end , ASTMA105N ,-
Spiral Wound Gasket , ASME B16.20, for ASME B16.5 Flanges , Class 150 , 304stainless steel (18 Cr-8 Ni) ,w/flexible graphite filler , w/304 SSinner ring and CS outer ring , Lowstress
Stud Bolt (IN-MM) - , ASTM A193 Grade B7 , Studs - 80 mm Length
Hexagonal Head Nut , ASME B18.2.2 Heavy Hex , ASTM A194 Grade 2H
SEE PIPING SUPPORT INDEX
Pipe , ASME B36.19 , Plain End , ASTM A312 Grade TP304/TP304L , Seamless,SCH/THK S-10S
Pipe , ASME B36.19 , Plain End , ASTM A312 Grade TP304/TP304L , Seamless,SCH/THK S-10S
Nipple , ASME B36.19 , Plain End x Male Threaded End , ASTM A312 GradeTP304/TP304L , 4in Long , Seamless,SCH/THK S-80S
Union Head , MSS SP-83 , Class 3000 , Socket Welded End , ASTM A182 Grade F304/F 304L , Metal to Metal seat withvirgin PTFE seal ring
Union Tail , MSS SP-83 , Class 3000 , Socket Welded End , ASTM A182 Grade F304/F 304L , Metal to Metal seat withvirgin PTFE seal ring
90 Degree Elbow , ASME B16.11 , Class 3000 , Socket Welded End , ASTM A182Grade F 304/F 304L
Tee , ASME B16.11 , Class 3000 , Socket Welded End , ASTM A182 Grade F 304/F304L
Plug Hexagonal Head , ASME B16.11 , Male Threaded End , ASTM A182 Grade F 304/F304L
Coupling / Connector , ASME B16.11 , Class 3000 , Socket Welded End x FemaleThreaded End , ASTM A182 Grade F 304/F304L
Globe Valve , AP SPEC-ENG-MS009 , Class 300 , Socket Welded End x FemaleThreaded End , Bolted Bonnet , HandwheelOperator , ASTM A351-CF8 , BronzeTopworks , Resilient Seat , ProcessClean (B) acc. to 4WPI-SW70002 , InsideScrew with Rising Stem , CryogenicService
SEE INSTRUMENT SUMMARY
SEE PIPING SUPPORT INDEX
Pipe , ASME B36.10 , Plain End , ASTM A106-B , Seamless, SCH/THK S-STD
Tee , ASME B16.11 , Class 3000 , Socket Welded End , ASTM A105N , -
Cap , ASME B16.11 , Class 3000 , Female Threaded End , ASTM A105N , -
Nipple , ASME B36.10 , Plain End x Male Threaded End , ASTM A106-B , 4in Long ,Seamless, SCH/THK S-XS
90 Degree Elbow , ASME B16.11 , Class 3000 , Socket Welded End , ASTM A105N ,-
SEE PIPING SUPPORT INDEX
SEE PIPING SUPPORT INDEX
SEE PIPING SUPPORT INDEX
SEE PIPING SUPPORT INDEX
SEE PIPING SUPPORT INDEX
SEE PIPING SUPPORT INDEX
SEE PIPING SUPPORT INDEX
SEE PIPING SUPPORT INDEX
SEE PIPING SUPPORT INDEX
SEE PIPING SUPPORT INDEX
Pipe , ASME B36.10 , Plain End , ASTM A106-B , Seamless, SCH/THK S-STD
90 Degree Elbow , ASME B16.11 , Class 3000 , Socket Welded End , ASTM A105N ,-
45 Degree Elbow , ASME B16.11 , Class 3000 , Socket Welded End , ASTM A105N ,-
Nipple , ASME B36.10 , Plain End , ASTM A106-B , 4in Long , Seamless, SCH/THKS-XS
SEE PIPING SUPPORT INDEX
SEE PIPING SUPPORT INDEX
Pipe , ASME B36.10 , Plain End , ASTM A106-B , Seamless, SCH/THK S-STD
Tee , ASME B16.11 , Class 3000 , Socket Welded End , ASTM A105N , -
Cap , ASME B16.11 , Class 3000 , Female Threaded End , ASTM A105N , -
Nipple , ASME B36.10 , Plain End x Male Threaded End , ASTM A106-B , 4in Long ,Seamless, SCH/THK S-XS
90 Degree Elbow , ASME B16.11 , Class 3000 , Socket Welded End , ASTM A105N ,-
Nipple , ASME B36.10 , Plain End , ASTM A106-B , 3in Long , Seamless, SCH/THKS-XS
SEE PIPING SUPPORT INDEX
SEE PIPING SUPPORT INDEX
SEE PIPING SUPPORT INDEX
SEE PIPING SUPPORT INDEX
SEE PIPING SUPPORT INDEX
SEE PIPING SUPPORT INDEX
SEE PIPING SUPPORT INDEX
SEE PIPING SUPPORT INDEX
Pipe , ASME B36.10 , Plain End , ASTM A106-B , Seamless, SCH/THK S-STD
90 Degree Elbow , ASME B16.11 , Class 3000 , Socket Welded End , ASTM A105N ,-
45 Degree Elbow , ASME B16.11 , Class 3000 , Socket Welded End , ASTM A105N ,-
Nipple , ASME B36.10 , Plain End , ASTM A106-B , 4in Long , Seamless, SCH/THKS-XS
SEE PIPING SUPPORT INDEX
SEE PIPING SUPPORT INDEX
Pipe , ASME B36.10 , Plain End , ASTM A106-B , Seamless, SCH/THK S-STD
Tee , ASME B16.11 , Class 3000 , Socket Welded End , ASTM A105N , -
Cap , ASME B16.11 , Class 3000 , Female Threaded End , ASTM A105N , -
Nipple , ASME B36.10 , Plain End x Male Threaded End , ASTM A106-B , 4in Long ,Seamless, SCH/THK S-XS
90 Degree Elbow , ASME B16.11 , Class 3000 , Socket Welded End , ASTM A105N ,-
SEE PIPING SUPPORT INDEX
SEE PIPING SUPPORT INDEX
SEE PIPING SUPPORT INDEX
SEE PIPING SUPPORT INDEX
SEE PIPING SUPPORT INDEX
SEE PIPING SUPPORT INDEX
SEE PIPING SUPPORT INDEX
SEE PIPING SUPPORT INDEX
Pipe , ASME B36.10 , Plain End , ASTM A106-B , Seamless, SCH/THK S-STD
90 Degree Elbow , ASME B16.11 , Class 3000 , Socket Welded End , ASTM A105N ,-
45 Degree Elbow , ASME B16.11 , Class 3000 , Socket Welded End , ASTM A105N ,-
Nipple , ASME B36.10 , Plain End , ASTM A106-B , 4in Long , Seamless, SCH/THKS-XS
SEE PIPING SUPPORT INDEX
SEE PIPING SUPPORT INDEX
SEE PIPING SUPPORT INDEX
SEE PIPING SUPPORT INDEX
SEE PIPING SUPPORT INDEX
SEE PIPING SUPPORT INDEX
SEE PIPING SUPPORT INDEX
SEE PIPING SUPPORT INDEX
SEE PIPING SUPPORT INDEX
SEE PIPING SUPPORT INDEX
SEE PIPING SUPPORT INDEX
SEE PIPING SUPPORT INDEX
SEE PIPING SUPPORT INDEX
SEE PIPING SUPPORT INDEX
Pipe , ASME B36.10 , Plain End , ASTM A106-B , Seamless, SCH/THK S-STD
Pipe , ASME B36.19 , Plain End , ASTM A312 Grade TP304/TP304L , Seamless,SCH/THK S-10S
90 Degree Elbow , ASME B16.11 , Class 3000 , Socket Welded End , ASTM A105N ,-
90 Degree Elbow , ASME B16.11 , Class 3000 , Socket Welded End , ASTM A182Grade F 304/F 304L
Globe Valve , API STD 602 , Class 800 , Socket Weld End , Bolted Bonnet ,Handwheel Operator , ASTM A182 Grade F316/F 316L , API Trim 12 , Process Clean(B) acc. to 4WPI-SW70002
Pipe , ASME B36.10 , Plain End , ASTM A106-B , Seamless, SCH/THK S-STD
Pipe , ASME B36.19 , Plain End , ASTM A312 Grade TP304/TP304L , Seamless,SCH/THK S-10S
90 Degree Elbow , ASME B16.11 , Class 3000 , Socket Welded End , ASTM A105N ,-
90 Degree Elbow , ASME B16.11 , Class 3000 , Socket Welded End , ASTM A182Grade F 304/F 304L
Globe Valve , API STD 602 , Class 800 , Socket Weld End , Bolted Bonnet ,Handwheel Operator , ASTM A182 Grade F316/F 316L , API Trim 12 , Process Clean(B) acc. to 4WPI-SW70002
Pipe , ASME B36.10 , Plain End , ASTM A106-B , Seamless, SCH/THK S-STD
Pipe , ASME B36.19 , Plain End , ASTM A312 Grade TP304/TP304L , Seamless,SCH/THK S-10S
90 Degree Elbow , ASME B16.11 , Class 3000 , Socket Welded End , ASTM A105N ,-
90 Degree Elbow , ASME B16.11 , Class 3000 , Socket Welded End , ASTM A182Grade F 304/F 304L
Globe Valve , API STD 602 , Class 800 , Socket Weld End , Bolted Bonnet ,Handwheel Operator , ASTM A182 Grade F316/F 316L , API Trim 12 , Process Clean(B) acc. to 4WPI-SW70002
Pipe , ASME B36.10 , Plain End , ASTM A106-B , Seamless, SCH/THK S-STD
Tee , ASME B16.11 , Class 3000 , Socket Welded End , ASTM A105N , -
Cap , ASME B16.11 , Class 3000 , Female Threaded End , ASTM A105N , -
Nipple , ASME B36.10 , Plain End x Male Threaded End , ASTM A106-B , 4in Long ,Seamless, SCH/THK S-XS
90 Degree Elbow , ASME B16.11 , Class 3000 , Socket Welded End , ASTM A105N ,-
SEE PIPING SUPPORT INDEX
SEE PIPING SUPPORT INDEX
SEE PIPING SUPPORT INDEX
SEE PIPING SUPPORT INDEX
SEE PIPING SUPPORT INDEX
SEE PIPING SUPPORT INDEX
SEE PIPING SUPPORT INDEX
SEE PIPING SUPPORT INDEX
SEE PIPING SUPPORT INDEX
SEE PIPING SUPPORT INDEX
SEE PIPING SUPPORT INDEX
Pipe , ASME B36.10 , Plain End , ASTM A106-B , Seamless, SCH/THK S-STD
90 Degree Elbow , ASME B16.11 , Class 3000 , Socket Welded End , ASTM A105N ,-
SEE PIPING SUPPORT INDEX
Pipe , ASME B36.10 , Plain End , ASTM A106-B , Seamless, SCH/THK S-STD
Tee , ASME B16.11 , Class 3000 , Socket Welded End , ASTM A105N , -
Cap , ASME B16.11 , Class 3000 , Female Threaded End , ASTM A105N , -
Nipple , ASME B36.10 , Plain End x Male Threaded End , ASTM A106-B , 4in Long ,Seamless, SCH/THK S-XS
90 Degree Elbow , ASME B16.11 , Class 3000 , Socket Welded End , ASTM A105N ,-
SEE PIPING SUPPORT INDEX
SEE PIPING SUPPORT INDEX
SEE PIPING SUPPORT INDEX
SEE PIPING SUPPORT INDEX
SEE PIPING SUPPORT INDEX
SEE PIPING SUPPORT INDEX
SEE PIPING SUPPORT INDEX
SEE PIPING SUPPORT INDEX
SEE PIPING SUPPORT INDEX
Pipe , ASME B36.10 , Plain End , ASTM A106-B , Seamless, SCH/THK S-STD
90 Degree Elbow , ASME B16.11 , Class 3000 , Socket Welded End , ASTM A105N ,-
SEE PIPING SUPPORT INDEX
Pipe , ASME B36.10 , Plain End , ASTM A106-B , Seamless, SCH/THK S-STD
Tee , ASME B16.11 , Class 3000 , Socket Welded End , ASTM A105N , -
Cap , ASME B16.11 , Class 3000 , Female Threaded End , ASTM A105N , -
Nipple , ASME B36.10 , Plain End x Male Threaded End , ASTM A106-B , 4in Long ,Seamless, SCH/THK S-XS
90 Degree Elbow , ASME B16.11 , Class 3000 , Socket Welded End , ASTM A105N ,-
SEE PIPING SUPPORT INDEX
SEE PIPING SUPPORT INDEX
SEE PIPING SUPPORT INDEX
SEE PIPING SUPPORT INDEX
SEE PIPING SUPPORT INDEX
SEE PIPING SUPPORT INDEX
SEE PIPING SUPPORT INDEX
Pipe , ASME B36.10 , Plain End , ASTM A106-B , Seamless, SCH/THK S-STD
90 Degree Elbow , ASME B16.11 , Class 3000 , Socket Welded End , ASTM A105N ,-
SEE PIPING SUPPORT INDEX
SEE PIPING SUPPORT INDEX
SEE PIPING SUPPORT INDEX
Pipe , ASME B36.19 , Plain End , ASTM A312 Grade TP304/TP304L , Seamless,SCH/THK S-10S
Pipe , ASME B36.19 , Plain End , ASTM A312 Grade TP304/TP304L , Seamless,SCH/THK S-10S
Nipple , ASME B36.19 , Plain End x Male Threaded End , ASTM A312 GradeTP304/TP304L , 4in Long , Seamless,SCH/THK S-80S
Union Head , MSS SP-83 , Class 3000 , Socket Welded End , ASTM A182 Grade F304/F 304L , Metal to Metal seat withvirgin PTFE seal ring
Union Tail , MSS SP-83 , Class 3000 , Socket Welded End , ASTM A182 Grade F304/F 304L , Metal to Metal seat withvirgin PTFE seal ring
90 Degree Elbow , ASME B16.11 , Class 3000 , Socket Welded End , ASTM A182Grade F 304/F 304L
Tee , ASME B16.11 , Class 3000 , Socket Welded End , ASTM A182 Grade F 304/F304L
Nipple , ASME B36.19 , Plain End , ASTM A312 Grade TP304/TP304L , 4in Long ,Seamless, SCH/THK S-80S
Plug Hexagonal Head , ASME B16.11 , MaleThreaded End , ASTM A182 Grade F 304/F304L
Coupling / Connector , ASME B16.11 , Class 3000 , Socket Welded End x FemaleThreaded End , ASTM A182 Grade F 304/F304L
Globe Valve , AP SPEC-ENG-MS009 , Class 300 , Socket Welded End x FemaleThreaded End , Bolted Bonnet , HandwheelOperator , ASTM A351-CF8 , BronzeTopworks , Resilient Seat , ProcessClean (B) acc. to 4WPI-SW70002 , InsideScrew with Rising Stem , CryogenicService
SEE INSTRUMENT SUMMARY
SEE PIPING SUPPORT INDEX
SEE PIPING SUPPORT INDEX
Pipe , ASME B36.10 , Plain End , ASTM A106-B , Seamless, SCH/THK S-STD
90 Degree Elbow , ASME B16.11 , Class 3000 , Socket Welded End , ASTM A105N ,-
Globe Valve , API STD 602 , Class 800 , Socket Weld End , Bolted Bonnet ,Handwheel Operator , ASTM A105N , APITrim 8 , Standard Clean (SC) acc. to4WPI-SW70001
SEE PIPING SUPPORT INDEX
Pipe , ASME B36.10 , Plain End , ASTM A106-B , Seamless, SCH/THK S-STD
90 Degree Elbow , ASME B16.11 , Class 3000 , Socket Welded End , ASTM A105N ,-
Globe Valve , API STD 602 , Class 800 , Socket Weld End , Bolted Bonnet ,Handwheel Operator , ASTM A105N , APITrim 8 , Standard Clean (SC) acc. to4WPI-SW70001
SEE PIPING SUPPORT INDEX
Pipe , ASME B36.10 , Plain End , ASTM A106-B , Seamless, SCH/THK S-STD
90 Degree Elbow , ASME B16.11 , Class3000 , Socket Welded End , ASTM A105N ,-
Globe Valve , API STD 602 , Class 800 , Socket Weld End , Bolted Bonnet ,Handwheel Operator , ASTM A105N , APITrim 8 , Standard Clean (SC) acc. to4WPI-SW70001
SEE PIPING SUPPORT INDEX
Pipe , ASME B36.19 , Beveled End , ASTM A312 Grade TP304/TP304L , Seamless,SCH/THK S-10S
Pipe , ASME B36.19 , Beveled End , ASTM A312 Grade TP304/TP304L , Seamless,SCH/THK S-10S
Concentric Reducer , ASME B16.9 , Beveled End , ASTM A403 GradeWP304/WP304L , Type S, SCH/THK S-10S
90 Degree Long Radius Elbow , ASME B16.9 , Beveled End , ASTM A403 GradeWP304/WP304L , Type S, SCH/THK S-10S
SockoletR, Reducing , MSS SP-97 , Class 3000 , Socket Welded End , ASTM A182Grade F 304/F 304L
SockoletR, Reducing , MSS SP-97 , Class 3000 , Socket Welded End , ASTM A182Grade F 304/F 304L
90 Degree Long Radius Elbow , ASME B16.9 , Beveled End , ASTM A403 GradeWP304/WP304L , Type S, SCH/THK S-10S
Nipple , ASME B36.19 , Plain End , ASTM A312 Grade TP304/TP304L , 4in Long ,Seamless, SCH/THK S-80S
Plug Hexagonal Head , ASME B16.11 , Male Threaded End , ASTM A182 Grade F 304/F304L
Globe Valve , ASME B16.34, API STD 600 Wall Thickness , Class 150 , Beveled End, Bolted Bonnet , Handwheel Operator ,ASTM A351-CF3M , API Trim 12 , ProcessClean (B) acc. to 4WPI-SW70002, SCH/THKS-10S
Globe Valve , API STD 602 , Class 800 , Socket Welded End x Female Threaded End, Bolted Bonnet , Handwheel Operator ,ASTM A182 Grade F 316/F 316L , API Trim12 , Process Clean (B) acc. to4WPI-SW70002
SEE WELDED ATTACHMENT SUMMARY
Pipe , ASME B36.19 , Beveled End , ASTM A312 Grade TP304/TP304L , Seamless,SCH/THK S-10S
Reducing Tee , ASME B16.9 , Beveled End , ASTM A403 Grade WP304/WP304L , Type S,SCH/THK S-10S
90 Degree Long Radius Elbow , ASME B16.9 , Beveled End , ASTM A403 GradeWP304/WP304L , Type S, SCH/THK S-10S
SEE PIPING SUPPORT INDEX
SEE PIPING SUPPORT INDEX
SEE PIPING SUPPORT INDEX
SEE PIPING SUPPORT INDEX
SEE PIPING SUPPORT INDEX
SEE PIPING SUPPORT INDEX
SEE PIPING SUPPORT INDEX
Pipe , ASME B36.19 , Beveled End , ASTM A312 Grade TP304/TP304L , Seamless,SCH/THK S-10S
Tee , ASME B16.9 , Beveled End , ASTM A403 Grade WP304/WP304L , Type S,SCH/THK S-10S
SockoletR, Reducing , MSS SP-97 , Class 3000 , Socket Welded End , ASTM A182Grade F 304/F 304L
90 Degree Long Radius Elbow , ASME B16.9 , Beveled End , ASTM A403 GradeWP304/WP304L , Type S, SCH/THK S-10S
Pipe , ASME B36.19 , Plain End , ASTM A312 Grade TP304/TP304L , Seamless,SCH/THK S-10S
Nipple , ASME B36.19 , Plain End , ASTM A312 Grade TP304/TP304L , 4in Long ,Seamless, SCH/THK S-80S
Plug Hexagonal Head , ASME B16.11 , Male Threaded End , ASTM A182 Grade F 304/F304L
Globe Valve , API STD 602 , Class 800 , Socket Welded End x Female Threaded End, Bolted Bonnet , Handwheel Operator ,ASTM A182 Grade F 316/F 316L , API Trim12 , Process Clean (B) acc. to4WPI-SW70002
Globe Valve , API STD 602 , Class 800 , Socket Welded End x Female Threaded End, Bolted Bonnet , Handwheel Operator ,ASTM A182 Grade F 316/F 316L , API Trim12 , Process Clean (B) acc. to4WPI-SW70002
SEE INSTRUMENT SUMMARY
Pipe , ASME B36.19 , Beveled End , ASTM A312 Grade TP304/TP304L , Seamless,SCH/THK S-10S
Tee , ASME B16.9 , Beveled End , ASTM A403 Grade WP304/WP304L , Type S,SCH/THK S-10S
SockoletR, Reducing , MSS SP-97 , Class 3000 , Socket Welded End , ASTM A182Grade F 304/F 304L
Weld Neck Flange , ASME B16.5 , Class 150 , Raised-face flanged end , ASTMA182 Grade F 304/F 304L ,-, SCH/THKS-10S
Nipple , ASME B36.19 , Plain End , ASTM A312 Grade TP304/TP304L , 4in Long ,Seamless, SCH/THK S-80S
Plug Hexagonal Head , ASME B16.11 , Male Threaded End , ASTM A182 Grade F 304/F304L
Spiral Wound Gasket , ASME B16.20, for ASME B16.5 Flanges , Class 150 , 304stainless steel (18 Cr-8 Ni) ,w/flexible graphite filler , w/304 SSinner ring and 304 SS outer ring , Lowstress , Oxygen Clean (AA) acc. to4WPI-SW70003
Stud Bolt (IN-MM) - , ASTM A193 Grade B8, Class 2 , Studs - 160 mm Length
Hexagonal Head Nut , ASME B18.2.2 Heavy Hex , ASTM A194 Grade 8
Gate Valve, Flexible Wedge , API 600 , Class 150 , Beveled End , Bolted Bonnet, Handwheel Operator , ASTM A351-CF3M ,API Trim 12 , Process Clean (B) acc. to4WPI-SW70002, SCH/THK S-10S
Gate Valve, Flexible Wedge , API 600 , Class 150 , Beveled End , Bolted Bonnet, Handwheel Operator , ASTM A351-CF3M ,API Trim 12 , Process Clean (B) acc. to4WPI-SW70002, SCH/THK S-10S
Gate Valve, Flexible Wedge , API 600 , Class 150 , Beveled End , Bolted Bonnet, Handwheel Operator , ASTM A351-CF3M ,API Trim 12 , Process Clean (B) acc. to4WPI-SW70002, SCH/THK S-10S
Globe Valve , API STD 602 , Class 800 , Socket Welded End x Female Threaded End, Bolted Bonnet , Handwheel Operator ,ASTM A182 Grade F 316/F 316L , API Trim12 , Process Clean (B) acc. to4WPI-SW70002
SEE INSTRUMENT SUMMARY
SEE PIPING SUPPORT INDEX
SEE PIPING SUPPORT INDEX
SEE PIPING SUPPORT INDEX
Pipe , ASME B36.19 , Beveled End , ASTM A312 Grade TP304/TP304L , Seamless,SCH/THK S-10S
SockoletR, Reducing , MSS SP-97 , Class 3000 , Socket Welded End , ASTM A182Grade F 304/F 304L
90 Degree Long Radius Elbow , ASME B16.9 , Beveled End , ASTM A403 GradeWP304/WP304L , Type S, SCH/THK S-10S
Cap , ASME B16.9 , Beveled End , ASTM A403 Grade WP304/WP304L , Type S,SCH/THK S-10S
Nipple , ASME B36.19 , Plain End , ASTM A312 Grade TP304/TP304L , 4in Long ,Seamless, SCH/THK S-80S
Plug Hexagonal Head , ASME B16.11 , Male Threaded End , ASTM A182 Grade F 304/F304L
Gate Valve, Flexible Wedge , API 600 , Class 150 , Beveled End , Bolted Bonnet, Handwheel Operator , ASTM A351-CF3M ,API Trim 12 , Process Clean (B) acc. to4WPI-SW70002, SCH/THK S-10S
Gate Valve, Flexible Wedge , API 600 , Class 150 , Beveled End , Bolted Bonnet, Handwheel Operator , ASTM A351-CF3M ,API Trim 12 , Process Clean (B) acc. to4WPI-SW70002, SCH/THK S-10S
Globe Valve , API STD 602 , Class 800 , Socket Welded End x Female Threaded End, Bolted Bonnet , Handwheel Operator ,ASTM A182 Grade F 316/F 316L , API Trim12 , Process Clean (B) acc. to4WPI-SW70002
SEE PIPING SUPPORT INDEX
SEE PIPING SUPPORT INDEX
SEE PIPING SUPPORT INDEX
Pipe , ASME B36.19 , Beveled End , ASTM A312 Grade TP304/TP304L , Seamless,SCH/THK S-10S
SockoletR, Reducing , MSS SP-97 , Class 3000 , Socket Welded End , ASTM A182Grade F 304/F 304L
SockoletR, Reducing , MSS SP-97 , Class 3000 , Socket Welded End , ASTM A182Grade F 304/F 304L
90 Degree Long Radius Elbow , ASME B16.9 , Beveled End , ASTM A403 GradeWP304/WP304L , Type S, SCH/THK S-10S
Nipple , ASME B36.19 , Plain End , ASTM A312 Grade TP304/TP304L , 4in Long ,Seamless, SCH/THK S-80S
Plug Hexagonal Head , ASME B16.11 , Male Threaded End , ASTM A182 Grade F 304/F304L
Globe Valve , ASME B16.34, API STD 600 Wall Thickness , Class 150 , Beveled End, Bolted Bonnet , Handwheel Operator ,ASTM A351-CF3M , API Trim 12 , ProcessClean (B) acc. to 4WPI-SW70002, SCH/THKS-10S
Globe Valve , API STD 602 , Class 800 , Socket Welded End x Female Threaded End, Bolted Bonnet , Handwheel Operator ,ASTM A182 Grade F 316/F 316L , API Trim12 , Process Clean (B) acc. to4WPI-SW70002
SEE PIPING SUPPORT INDEX
Pipe , ASME B36.19 , Beveled End , ASTM A312 Grade TP304/TP304L , Seamless,SCH/THK S-10S
SockoletR, Reducing , MSS SP-97 , Class 3000 , Socket Welded End , ASTM A182Grade F 304/F 304L
SockoletR, Reducing , MSS SP-97 , Class 3000 , Socket Welded End , ASTM A182Grade F 304/F 304L
90 Degree Long Radius Elbow , ASME B16.9 , Beveled End , ASTM A403 GradeWP304/WP304L , Type S, SCH/THK S-10S
Nipple , ASME B36.19 , Plain End , ASTM A312 Grade TP304/TP304L , 4in Long ,Seamless, SCH/THK S-80S
Plug Hexagonal Head , ASME B16.11 , Male Threaded End , ASTM A182 Grade F 304/F304L
Globe Valve , ASME B16.34, API STD 600 Wall Thickness , Class 150 , Beveled End, Bolted Bonnet , Handwheel Operator ,ASTM A351-CF3M , API Trim 12 , ProcessClean (B) acc. to 4WPI-SW70002, SCH/THKS-10S
Globe Valve , API STD 602 , Class 800 , Socket Welded End x Female Threaded End, Bolted Bonnet , Handwheel Operator ,ASTM A182 Grade F 316/F 316L , API Trim12 , Process Clean (B) acc. to4WPI-SW70002
SEE PIPING SUPPORT INDEX
Pipe , ASME B36.19 , Beveled End , ASTM A312 Grade TP304/TP304L , Seamless,SCH/THK S-10S
Pipe , ASME B36.19 , Beveled End , ASTM A312 Grade TP304/TP304L , Seamless,SCH/THK S-10S
Reducing Tee , ASME B16.9 , Beveled End , ASTM A403 Grade WP304/WP304L , Type S,SCH/THK S-10S
90 Degree Long Radius Elbow , ASME B16.9 , Beveled End , ASTM A403 GradeWP304/WP304L , Type S, SCH/THK S-10S
90 Degree Long Radius Elbow , ASME B16.9 , Beveled End , ASTM A403 GradeWP304/WP304L , Type S, SCH/THK S-10S
Globe Valve , ASME B16.34, API STD 600 Wall Thickness , Class 150 , Beveled End, Bolted Bonnet , Handwheel Operator ,ASTM A351-CF3M , API Trim 12 , ProcessClean (B) acc. to 4WPI-SW70002, SCH/THKS-10S
SEE PIPING SUPPORT INDEX
SEE PIPING SUPPORT INDEX
SEE PIPING SUPPORT INDEX
SEE PIPING SUPPORT INDEX
SEE PIPING SUPPORT INDEX
SEE PIPING SUPPORT INDEX
SEE PIPING SUPPORT INDEX
Pipe , ASME B36.19 , Beveled End , ASTM A312 Grade TP304/TP304L , Seamless,SCH/THK S-10S
Pipe , ASME B36.19 , Beveled End , ASTM A312 Grade TP304/TP304L , Seamless,SCH/THK S-10S
Reducing Tee , ASME B16.9 , Beveled End , ASTM A403 Grade WP304/WP304L , Type S,SCH/THK S-10S
90 Degree Long Radius Elbow , ASME B16.9 , Beveled End , ASTM A403 GradeWP304/WP304L , Type S, SCH/THK S-10S
90 Degree Long Radius Elbow , ASME B16.9 , Beveled End , ASTM A403 GradeWP304/WP304L , Type S, SCH/THK S-10S
Globe Valve , ASME B16.34, API STD 600 Wall Thickness , Class 150 , Beveled End, Bolted Bonnet , Handwheel Operator ,ASTM A351-CF3M , API Trim 12 , ProcessClean (B) acc. to 4WPI-SW70002, SCH/THKS-10S
SEE PIPING SUPPORT INDEX
SEE PIPING SUPPORT INDEX
SEE PIPING SUPPORT INDEX
Pipe , ASME B36.19 , Beveled End , ASTM A312 Grade TP304/TP304L , Seamless,SCH/THK S-10S
Tee , ASME B16.9 , Beveled End , ASTM A403 Grade WP304/WP304L , Type S,SCH/THK S-10S
SockoletR, Reducing , MSS SP-97 , Class 3000 , Socket Welded End , ASTM A182Grade F 304/F 304L
90 Degree Long Radius Elbow , ASME B16.9 , Beveled End , ASTM A403 GradeWP304/WP304L , Type S, SCH/THK S-10S
Cap , ASME B16.9 , Beveled End , ASTM A403 Grade WP304/WP304L , Type S,SCH/THK S-10S
Nipple , ASME B36.19 , Plain End , ASTM A312 Grade TP304/TP304L , 4in Long ,Seamless, SCH/THK S-80S
Plug Hexagonal Head , ASME B16.11 , Male Threaded End , ASTM A182 Grade F 304/F304L
Gate Valve, Flexible Wedge , API 600 , Class 150 , Beveled End , Bolted Bonnet, Handwheel Operator , ASTM A351-CF3M ,API Trim 12 , Process Clean (B) acc. to4WPI-SW70002, SCH/THK S-10S
Gate Valve, Flexible Wedge , API 600 , Class 150 , Beveled End , Bolted Bonnet, Handwheel Operator , ASTM A351-CF3M ,API Trim 12 , Process Clean (B) acc. to4WPI-SW70002, SCH/THK S-10S
Globe Valve , API STD 602 , Class 800 , Socket Welded End x Female Threaded End, Bolted Bonnet , Handwheel Operator ,ASTM A182 Grade F 316/F 316L , API Trim12 , Process Clean (B) acc. to4WPI-SW70002
SEE PIPING SUPPORT INDEX
SEE PIPING SUPPORT INDEX
SEE PIPING SUPPORT INDEX
SEE PIPING SUPPORT INDEX
Pipe , ASME B36.19 , Beveled End , ASTM A312 Grade TP304/TP304L , Seamless,SCH/THK S-10S
Concentric Reducer , ASME B16.9 , Beveled End , ASTM A403 GradeWP304/WP304L , Type S, SCH/THK S-10S
90 Degree Long Radius Elbow , ASME B16.9 , Beveled End , ASTM A403 GradeWP304/WP304L , Type S, SCH/THK S-10S
Globe Valve , ASME B16.34, API STD 600 Wall Thickness , Class 150 , Beveled End, Bolted Bonnet , Handwheel Operator ,ASTM A351-CF3M , API Trim 12 , ProcessClean (B) acc. to 4WPI-SW70002, SCH/THKS-10S
SEE PIPING SUPPORT INDEX
Pipe , ASME B36.19 , Plain End , ASTM A312 Grade TP304/TP304L , Seamless,SCH/THK S-10S
Pipe , ASME B36.19 , Plain End , ASTM A312 Grade TP304/TP304L , Seamless,SCH/THK S-10S
Reducing Tee , ASME B16.11 , Class 3000 , Socket Welded End , ASTM A182 Grade F304/F 304L
90 Degree Elbow , ASME B16.11 , Class 3000 , Socket Welded End , ASTM A182Grade F 304/F 304L
Union Tail , MSS SP-83 , Class 3000 , Socket Welded End , ASTM A182 Grade F304/F 304L , Integral Seat
Union Head , MSS SP-83 , Class 3000 , Socket Welded End , ASTM A182 Grade F304/F 304L , Integral Seat
Nipple , ASME B36.19 , Plain End x Male Threaded End , ASTM A312 GradeTP304/TP304L , 4in Long , Seamless,SCH/THK S-80S
Nipple , ASME B36.19 , Plain End , ASTM A312 Grade TP304/TP304L , 4in Long ,Seamless, SCH/THK S-80S
Coupling / Connector , ASME B16.11 , Class 3000 , Socket Welded End x FemaleThreaded End , ASTM A182 Grade F 304L(UNS S30403)
Plug Hexagonal Head , ASME B16.11 , Male Threaded End , ASTM A182 Grade F 304/F304L
Globe Valve , API STD 602 , Class 800 , Socket Weld End , Bolted Bonnet ,Handwheel Operator , ASTM A182 Grade F316/F 316L , API Trim 12 , StandardClean (SC) acc. to 4WPI-SW70001
Globe Valve , API STD 602 , Class 800 , Socket Weld End , Bolted Bonnet ,Handwheel Operator , ASTM A182 Grade F316/F 316L , API Trim 12 , StandardClean (SC) acc. to 4WPI-SW70001
SEE PIPING SUPPORT INDEX
SEE PIPING SUPPORT INDEX
Pipe , ASME B36.19 , Plain End , ASTM A312 Grade TP304/TP304L , Seamless,SCH/THK S-10S
Pipe , ASME B36.10 , Plain End , ASTM A106-B , Seamless, SCH/THK S-STD
Nipple , ASME B36.19 , Plain End x Male Threaded End , ASTM A312 GradeTP304/TP304L , 4in Long , Seamless,SCH/THK S-80S
Coupling / Connector , ASME B16.11 , Class 3000 , Socket Welded End , ASTMA182 Grade F 304/F 304L
Union Head , MSS SP-83 , Class 3000 , Socket Welded End , ASTM A182 Grade F304/F 304L , Integral Seat
Union Tail , MSS SP-83 , Class 3000 , Socket Welded End , ASTM A182 Grade F304/F 304L , Integral Seat
90 Degree Elbow , ASME B16.11 , Class 3000 , Socket Welded End , ASTM A182Grade F 304/F 304L
90 Degree Elbow , ASME B16.11 , Class 3000 , Socket Welded End , ASTM A105N ,-
Globe Valve , API STD 602 , Class 800 , Socket Weld End , Bolted Bonnet ,Handwheel Operator , ASTM A182 Grade F316/F 316L , API Trim 12 , StandardClean (SC) acc. to 4WPI-SW70001
SEE PIPING SUPPORT INDEX
SEE PIPING SUPPORT INDEX
SEE PIPING SUPPORT INDEX
SEE PIPING SUPPORT INDEX
SEE PIPING SUPPORT INDEX
SEE PIPING SUPPORT INDEX
Pipe , ASME B36.19 , Plain End , ASTM A312 Grade TP304/TP304L , Seamless,SCH/THK S-10S
Pipe , ASME B36.19 , Plain End , ASTM A312 Grade TP304/TP304L , Seamless,SCH/THK S-10S
Reducing Tee , ASME B16.11 , Class 3000 , Socket Welded End , ASTM A182 Grade F304/F 304L
90 Degree Elbow , ASME B16.11 , Class 3000 , Socket Welded End , ASTM A182Grade F 304/F 304L
Union Tail , MSS SP-83 , Class 3000 , Socket Welded End , ASTM A182 Grade F304/F 304L , Integral Seat
Union Head , MSS SP-83 , Class 3000 ,Socket Welded End , ASTM A182 Grade F304/F 304L , Integral Seat
Nipple , ASME B36.19 , Plain End x Male Threaded End , ASTM A312 GradeTP304/TP304L , 4in Long , Seamless,SCH/THK S-80S
Nipple , ASME B36.19 , Plain End , ASTM A312 Grade TP304/TP304L , 4in Long ,Seamless, SCH/THK S-80S
Coupling / Connector , ASME B16.11 , Class 3000 , Socket Welded End x FemaleThreaded End , ASTM A182 Grade F 304L(UNS S30403)
Plug Hexagonal Head , ASME B16.11 , Male Threaded End , ASTM A182 Grade F 304/F304L
Globe Valve , API STD 602 , Class 800 ,Socket Weld End , Bolted Bonnet ,Handwheel Operator , ASTM A182 Grade F316/F 316L , API Trim 12 , StandardClean (SC) acc. to 4WPI-SW70001
Globe Valve , API STD 602 , Class 800 , Socket Weld End , Bolted Bonnet ,Handwheel Operator , ASTM A182 Grade F316/F 316L , API Trim 12 , StandardClean (SC) acc. to 4WPI-SW70001
SEE PIPING SUPPORT INDEX
SEE PIPING SUPPORT INDEX
Pipe , ASME B36.19 , Plain End , ASTM A312 Grade TP304/TP304L , Seamless,SCH/THK S-10S
Pipe , ASME B36.10 , Plain End , ASTM A106-B , Seamless, SCH/THK S-STD
Nipple , ASME B36.19 , Plain End x Male Threaded End , ASTM A312 GradeTP304/TP304L , 4in Long , Seamless,SCH/THK S-80S
Coupling / Connector , ASME B16.11 , Class 3000 , Socket Welded End , ASTMA182 Grade F 304/F 304L
Union Tail , MSS SP-83 , Class 3000 , Socket Welded End , ASTM A182 Grade F304/F 304L , Integral Seat
Union Head , MSS SP-83 , Class 3000 , Socket Welded End , ASTM A182 Grade F304/F 304L , Integral Seat
90 Degree Elbow , ASME B16.11 , Class 3000 , Socket Welded End , ASTM A182Grade F 304/F 304L
90 Degree Elbow , ASME B16.11 , Class 3000 , Socket Welded End , ASTM A105N ,-
Globe Valve , API STD 602 , Class 800 , Socket Weld End , Bolted Bonnet ,Handwheel Operator , ASTM A182 Grade F316/F 316L , API Trim 12 , StandardClean (SC) acc. to 4WPI-SW70001
SEE PIPING SUPPORT INDEX
SEE PIPING SUPPORT INDEX
SEE PIPING SUPPORT INDEX
SEE PIPING SUPPORT INDEX
SEE PIPING SUPPORT INDEX
SEE PIPING SUPPORT INDEX
SEE PIPING SUPPORT INDEX
Pipe , ASME B36.10 , Plain End , ASTM A106-B , Seamless, SCH/THK S-STD
90 Degree Elbow , ASME B16.11 , Class 3000 , Socket Welded End , ASTM A105N ,-
SEE PIPING SUPPORT INDEX
SEE PIPING SUPPORT INDEX
SEE PIPING SUPPORT INDEX
SEE PIPING SUPPORT INDEX
SEE PIPING SUPPORT INDEX
SEE PIPING SUPPORT INDEX
Pipe , ASME B36.10 , Plain End , ASTM A106-B , Seamless, SCH/THK S-STD
90 Degree Elbow , ASME B16.11 , Class 3000 , Socket Welded End , ASTM A105N ,-
Socket Weld Flange , ASME B16.5 , Class 150 , Raised-face flanged end , ASTMA105N ,-
Spiral Wound Gasket , ASME B16.20, for ASME B16.5 Flanges , Class 150 , 304stainless steel (18 Cr-8 Ni) ,w/flexible graphite filler , w/304 SSinner ring and CS outer ring , Lowstress
Stud Bolt (IN-MM) - , ASTM A193 Grade B7 , Studs - 75 mm Length
Hexagonal Head Nut , ASME B18.2.2 Heavy Hex , ASTM A194 Grade 2H
Globe Valve , API STD 602 , Class 800 , Socket Weld End , Bolted Bonnet ,Handwheel Operator , ASTM A105N , APITrim 8 , Standard Clean (SC) acc. to4WPI-SW70001
Swing Check Valve , API STD 602 , Class 800 , Socket Weld End , Bolted Cover ,ASTM A105N , API Trim 8 , Standard Clean(SC) acc. to 4WPI-SW70001
SEE PIPING SUPPORT INDEX
SEE PIPING SUPPORT INDEX
SEE PIPING SUPPORT INDEX
SEE PIPING SUPPORT INDEX
Pipe , ASME B36.10 , Plain End , ASTM A106-B , Seamless, SCH/THK S-STD
90 Degree Elbow , ASME B16.11 , Class 3000 , Socket Welded End , ASTM A105N ,-
SEE PIPING SUPPORT INDEX
SEE PIPING SUPPORT INDEX
SEE PIPING SUPPORT INDEX
SEE PIPING SUPPORT INDEX
SEE PIPING SUPPORT INDEX
SEE PIPING SUPPORT INDEX
Pipe , ASME B36.10 , Plain End , ASTM A106-B , Seamless, SCH/THK S-STD
90 Degree Elbow , ASME B16.11 , Class 3000 , Socket Welded End , ASTM A105N ,-
Socket Weld Flange , ASME B16.5 , Class 150 , Raised-face flanged end , ASTMA105N ,-
Spiral Wound Gasket , ASME B16.20, for ASME B16.5 Flanges , Class 150 , 304stainless steel (18 Cr-8 Ni) ,w/flexible graphite filler , w/304 SSinner ring and CS outer ring , Lowstress
Stud Bolt (IN-MM) - , ASTM A193 Grade B7 , Studs - 75 mm Length
Hexagonal Head Nut , ASME B18.2.2 Heavy Hex , ASTM A194 Grade 2H
Globe Valve , API STD 602 , Class 800 , Socket Weld End , Bolted Bonnet ,Handwheel Operator , ASTM A105N , APITrim 8 , Standard Clean (SC) acc. to4WPI-SW70001
Swing Check Valve , API STD 602 , Class 800 , Socket Weld End , Bolted Cover ,ASTM A105N , API Trim 8 , Standard Clean(SC) acc. to 4WPI-SW70001
SEE PIPING SUPPORT INDEX
SEE PIPING SUPPORT INDEX
SEE PIPING SUPPORT INDEX
SEE PIPING SUPPORT INDEX
Pipe , ASME B36.10 , Plain End , ASTM A106-B , Seamless, SCH/THK S-STD
Nipple , ASME B36.10 , Plain End x Male Threaded End , ASTM A106-B , 3in Long ,Seamless, SCH/THK S-XS
Coupling / Connector , ASME B16.11 , Class 3000 , Socket Welded End , ASTMA105N , -
SEE PIPING SUPPORT INDEX
Pipe , ASME B36.10 , Plain End , ASTM A106-B , Seamless, SCH/THK S-STD
Nipple , ASME B36.10 , Plain End x Male Threaded End , ASTM A106-B , 3in Long ,Seamless, SCH/THK S-XS
Coupling / Connector , ASME B16.11 , Class 3000 , Socket Welded End , ASTMA105N , -
SEE PIPING SUPPORT INDEX
SockoletR, Reducing , MSS SP-97 , Class 3000 , Socket Welded End , ASTM A182Grade F 304/F 304L
Pipe , ASME B36.19 , Plain End , ASTM A312 Grade TP304/TP304L , Seamless,SCH/THK S-10S
Globe Valve , API STD 602 , Class 800 , Socket Welded End x Female Threaded End, Bolted Bonnet , Handwheel Operator ,ASTM A182 Grade F 316/F 316L , API Trim12 , Process Clean (B) acc. to4WPI-SW70002
Globe Valve , API STD 602 , Class 800 , Socket Welded End x Female Threaded End, Bolted Bonnet , Handwheel Operator ,ASTM A182 Grade F 316/F 316L , API Trim12 , Process Clean (B) acc. to4WPI-SW70002
Globe Valve , API STD 602 , Class 800 , Socket Welded End x Female Threaded End, Bolted Bonnet , Handwheel Operator ,ASTM A182 Grade F 316/F 316L , API Trim12 , Process Clean (B) acc. to4WPI-SW70002
Globe Valve , API STD 602 , Class 800 , Socket Welded End x Female Threaded End, Bolted Bonnet , Handwheel Operator ,ASTM A182 Grade F 316/F 316L , API Trim12 , Process Clean (B) acc. to4WPI-SW70002
SEE INSTRUMENT SUMMARY
SEE INSTRUMENT SUMMARY
SEE INSTRUMENT SUMMARY
Pipe , ASME B36.19 , Beveled End , ASTM A312 Grade TP304/TP304L , Seamless,SCH/THK S-10S
SockoletR, Reducing , MSS SP-97 , Class 3000 , Socket Welded End , ASTM A182Grade F 304/F 304L
SockoletR, Reducing , MSS SP-97 , Class 3000 , Socket Welded End , ASTM A182Grade F 304/F 304L
90 Degree Long Radius Elbow , ASME B16.9 , Beveled End , ASTM A403 GradeWP304/WP304L , Type S, SCH/THK S-10S
Pipe , ASME B36.19 , Plain End , ASTM A312 Grade TP304/TP304L , Seamless,SCH/THK S-10S
Nipple , ASME B36.19 , Plain End , ASTM A312 Grade TP304/TP304L , 4in Long ,Seamless, SCH/THK S-80S
Plug Hexagonal Head , ASME B16.11 , Male Threaded End , ASTM A182 Grade F 304/F304L
Socket Weld Flange , ASME B16.5 , Class 150 , Raised-face flanged end , ASTMA182 Grade F 304/F 304L
Gate Valve, Flexible Wedge , API 600 , Class 150 , Beveled End , Bolted Bonnet, Handwheel Operator , ASTM A351-CF3M ,API Trim 12 , Process Clean (B) acc. to4WPI-SW70002, SCH/THK S-10S
Gate Valve, Flexible Wedge , API 600 , Class 150 , Beveled End , Bolted Bonnet, Handwheel Operator , ASTM A351-CF3M ,API Trim 12 , Process Clean (B) acc. to4WPI-SW70002, SCH/THK S-10S
Globe Valve , API STD 602 , Class 800 , Socket Weld End , Bolted Bonnet ,Handwheel Operator , ASTM A182 Grade F316/F 316L , API Trim 12 , Process Clean(B) acc. to 4WPI-SW70002
Globe Valve , API STD 602 , Class 800 , Socket Welded End x Female Threaded End, Bolted Bonnet , Handwheel Operator ,ASTM A182 Grade F 316/F 316L , API Trim12 , Process Clean (B) acc. to4WPI-SW70002
SEE PIPING SUPPORT INDEX
SEE PIPING SUPPORT INDEX
Pipe , ASME B36.19 , Plain End , ASTM A312 Grade TP304/TP304L , Seamless,SCH/THK S-10S
90 Degree Elbow , ASME B16.11 , Class 3000 , Socket Welded End , ASTM A182Grade F 304/F 304L
Coupling / Connector , ASME B16.11 , Class 3000 , Socket Welded End , ASTMA182 Grade F 304/F 304L
Socket Weld Flange , ASME B16.5 , Class 150 , Raised-face flanged end , ASTMA182 Grade F 304/F 304L
Spiral Wound Gasket , ASME B16.20, for ASME B16.5 Flanges , Class 150 , 304stainless steel (18 Cr-8 Ni) ,w/flexible graphite filler , w/304 SSinner ring and 304 SS outer ring , Lowstress , Oxygen Clean (AA) acc. to4WPI-SW70003
Stud Bolt (IN-MM) - , ASTM A193 Grade B8, Class 2 , Studs - 80 mm Length
Hexagonal Head Nut , ASME B18.2.2 Heavy Hex , ASTM A194 Grade 8
SEE PIPING SUPPORT INDEX
SEE PIPING SUPPORT INDEX
SEE PIPING SUPPORT INDEX
SEE PIPING SUPPORT INDEX
SEE PIPING SUPPORT INDEX
SEE PIPING SUPPORT INDEX
SEE PIPING SUPPORT INDEX
SEE PIPING SUPPORT INDEX
SEE PIPING SUPPORT INDEX
SEE PIPING SUPPORT INDEX
SEE PIPING SUPPORT INDEX
Pipe , ASME B36.10 , Beveled End , ASTM A106-B , Seamless, SCH/THK S-STD
90 Degree Long Radius Elbow , ASME B16.9 , Beveled End , ASTM A234 Grade WPB ,Type S, SCH/THK S-STD
Pipe , ASME B36.10 , Beveled End , ASTM A106-B , Seamless, SCH/THK S-STD
90 Degree Long Radius Elbow , ASME B16.9 , Beveled End , ASTM A234 Grade WPB ,Type S, SCH/THK S-STD
Pipe , ASME B36.10 , Plain End , ASTM A106-B , Seamless, SCH/THK S-STD
90 Degree Elbow , ASME B16.11 , Class 3000 , Socket Welded End , ASTM A105N ,-
Socket Weld Flange , ASME B16.5 , Class 150 , Raised-face flanged end , ASTMA105N ,-
Spiral Wound Gasket , ASME B16.20, for ASME B16.5 Flanges , Class 150 , 304stainless steel (18 Cr-8 Ni) ,w/flexible graphite filler , w/304 SSinner ring and CS outer ring , Lowstress
Stud Bolt (IN-MM) - , ASTM A193 Grade B7, Studs - 80 mm Length
Hexagonal Head Nut , ASME B18.2.2 Heavy Hex , ASTM A194 Grade 2H
SEE PIPING SUPPORT INDEX
SEE PIPING SUPPORT INDEX
Pipe , ASME B36.10 , Plain End , ASTM A106-B , Seamless, SCH/THK S-STD
90 Degree Elbow , ASME B16.11 , Class 3000 , Socket Welded End , ASTM A105N ,-
Socket Weld Flange , ASME B16.5 , Class 150 , Raised-face flanged end , ASTMA105N ,-
Spiral Wound Gasket , ASME B16.20, for ASME B16.5 Flanges , Class 150 , 304stainless steel (18 Cr-8 Ni) ,w/flexible graphite filler , w/304 SSinner ring and CS outer ring , Lowstress
Stud Bolt (IN-MM) - , ASTM A193 Grade B7 , Studs - 80 mm Length
Hexagonal Head Nut , ASME B18.2.2 Heavy Hex , ASTM A194 Grade 2H
SEE PIPING SUPPORT INDEX
SEE PIPING SUPPORT INDEX
Pipe , ASME B36.10 , Plain End , ASTM A106-B , Seamless, SCH/THK S-STD
90 Degree Elbow , ASME B16.11 , Class 3000 , Socket Welded End , ASTM A105N ,-
Socket Weld Flange , ASME B16.5 , Class 150 , Raised-face flanged end , ASTMA105N ,-
Spiral Wound Gasket , ASME B16.20, for ASME B16.5 Flanges , Class 150 , 304stainless steel (18 Cr-8 Ni) ,w/flexible graphite filler , w/304 SSinner ring and CS outer ring , Lowstress
Stud Bolt (IN-MM) - , ASTM A193 Grade B7 , Studs - 75 mm Length
Hexagonal Head Nut , ASME B18.2.2 Heavy Hex , ASTM A194 Grade 2H
Globe Valve , API STD 602 , Class 800 , Socket Weld End , Bolted Bonnet ,Handwheel Operator , ASTM A105N , APITrim 8 , Standard Clean (SC) acc. to4WPI-SW70001
SEE PIPING SUPPORT INDEX
SEE PIPING SUPPORT INDEX
Pipe , ASME B36.10 , Plain End , ASTM A106-B , Seamless, SCH/THK S-STD
90 Degree Elbow , ASME B16.11 , Class 3000 , Socket Welded End , ASTM A105N ,-
Socket Weld Flange , ASME B16.5 , Class 150 , Raised-face flanged end , ASTMA105N ,-
Spiral Wound Gasket , ASME B16.20, for ASME B16.5 Flanges , Class 150 , 304stainless steel (18 Cr-8 Ni) ,w/flexible graphite filler , w/304 SSinner ring and CS outer ring , Lowstress
Stud Bolt (IN-MM) - , ASTM A193 Grade B7 , Studs - 75 mm Length
Hexagonal Head Nut , ASME B18.2.2 Heavy Hex , ASTM A194 Grade 2H
Globe Valve , API STD 602 , Class 800 , Socket Weld End , Bolted Bonnet ,Handwheel Operator , ASTM A105N , APITrim 8 , Standard Clean (SC) acc. to4WPI-SW70001
SEE PIPING SUPPORT INDEX
SEE PIPING SUPPORT INDEX
Pipe , ASME B36.10 , Plain End , ASTM A106-B , Seamless, SCH/THK S-STD
Nipple , ASME B36.10 , Plain End x Male Threaded End , ASTM A106-B , 6in Long ,Seamless, SCH/THK S-XS
Union Head , MSS SP-83 , Class 3000 , Socket Welded End , ASTM A105N ,Integral Seat
Union Tail , MSS SP-83 , Class 3000 , Socket Welded End , ASTM A105N ,Integral Seat
90 Degree Elbow , ASME B16.11 , Class 3000 , Socket Welded End , ASTM A105N ,
Pipe , ASME B36.10 , Plain End , ASTM A106-B , Seamless, SCH/THK S-STD
Nipple , ASME B36.10 , Plain End x Male Threaded End , ASTM A106-B , 6in Long ,Seamless, SCH/THK S-XS
Union Head , MSS SP-83 , Class 3000 , Socket Welded End , ASTM A105N ,Integral Seat
Union Tail , MSS SP-83 , Class 3000 , Socket Welded End , ASTM A105N ,Integral Seat
90 Degree Elbow , ASME B16.11 , Class 3000 , Socket Welded End , ASTM A105N ,
Pipe , ASME B36.19 , Beveled End , ASTM A312 Grade TP304/TP304L , Seamless,SCH/THK S-10S
SockoletR, Reducing , MSS SP-97 , Class 3000 , Socket Welded End , ASTM A182Grade F 304/F 304L
SockoletR, Reducing , MSS SP-97 , Class 3000 , Socket Welded End , ASTM A182Grade F 304/F 304L
90 Degree Long Radius Elbow , ASME B16.9 , Beveled End , ASTM A403 GradeWP304/WP304L , Type S, SCH/THK S-10S
Weld Neck Flange , ASME B16.5 , Class 150 , Raised-face flanged end , ASTMA182 Grade F 304/F 304L ,-, SCH/THKS-10S
Pipe , ASME B36.19 , Plain End , ASTM A312 Grade TP304/TP304L , Seamless,SCH/THK S-10S
Spiral Wound Gasket , ASME B16.20, for ASME B16.5 Flanges , Class 150 , 304stainless steel (18 Cr-8 Ni) ,w/flexible graphite filler , w/304 SSinner ring and CS outer ring , Lowstress
Stud Bolt (IN-MM) - , ASTM A193 Grade B8, Class 2 , Studs - 105 mm Length
Hexagonal Head Nut , ASME B18.2.2 Heavy Hex , ASTM A194 Grade 8
Globe Valve , API STD 602 , Class 800 , Socket Welded End x Female Threaded End, Bolted Bonnet , Handwheel Operator ,ASTM A182 Grade F 316/F 316L , API Trim12 , Standard Clean (SC) acc. to4WPI-SW70001
SEE PIPING SUPPORT INDEX
SEE PIPING SUPPORT INDEX
Pipe , ASME B36.19 , Beveled End , ASTM A312 Grade TP304/TP304L , Seamless,SCH/THK S-10S
Pipe , ASME B36.19 , Beveled End , ASTM A312 Grade TP304/TP304L , Seamless,SCH/THK S-10S
Pipe , ASME B36.19 , Beveled End , ASTM A312 Grade TP304/TP304L , Seamless,SCH/THK S-10S
Concentric Reducer , ASME B16.9 , Beveled End , ASTM A403 GradeWP304/WP304L , Type S, SCH/THK S-10S
Reducing Tee , ASME B16.9 , Beveled End , ASTM A403 Grade WP304/WP304L , Type S,SCH/THK S-10S
SockoletR, Reducing , MSS SP-97 , Class 3000 , Socket Welded End , ASTM A182Grade F 304/F 304L
Weld Neck Flange , ASME B16.5 , Class 150 , Raised-face flanged end , ASTMA182 Grade F 304/F 304L ,-, SCH/THKS-10S
Weld Neck Flange , ASME B16.5 , Class 150 , Raised-face flanged end , ASTMA182 Grade F 304/F 304L ,-, SCH/THKS-10S
SEE INSTRUMENT SUMMARY
Pipe , ASME B36.19 , Plain End , ASTM A312 Grade TP304/TP304L , Seamless,SCH/THK S-10S
Spiral Wound Gasket , ASME B16.20, for ASME B16.5 Flanges , Class 150 , 304stainless steel (18 Cr-8 Ni) ,w/flexible graphite filler , w/304 SSinner ring and CS outer ring , Lowstress
Spiral Wound Gasket , ASME B16.20, for ASME B16.5 Flanges , Class 150 , 304stainless steel (18 Cr-8 Ni) ,w/flexible graphite filler , w/304 SSinner ring and CS outer ring , Lowstress
Stud Bolt (IN-MM) - , ASTM A193 Grade B8, Class 2 , Studs - 105 mm Length
Hexagonal Head Nut , ASME B18.2.2 Heavy Hex , ASTM A194 Grade 8
Stud Bolt (IN-MM) - , ASTM A193 Grade B8, Class 2 , Studs - 100 mm Length
Globe Valve , ASME B16.34, API STD 600 Wall Thickness , Class 150 , Beveled End, Bolted Bonnet , Handwheel Operator ,ASTM A351-CF3M , API Trim 12 , StandardClean (SC) acc. to 4WPI-SW70001, SCH/THKS-10S
Gate Valve, Solid Wedge , API 602 , Class 800 , Socket Welded End x FemaleThreaded End , Bolted Bonnet , HandwheelOperator , ASTM A182 Grade F 316/F 316L, API Trim 12 , Standard Clean (SC) acc.to 4WPI-SW70001
SEE INSTRUMENT SUMMARY
SEE PIPING SUPPORT INDEX
SEE PIPING SUPPORT INDEX
SEE PIPING SUPPORT INDEX
SEE PIPING SUPPORT INDEX
Pipe , ASME B36.19 , Beveled End , ASTM A312 Grade TP304/TP304L , Seamless,SCH/THK S-10S
Tee , ASME B16.9 , Beveled End , ASTM A403 Grade WP304/WP304L , Type S,SCH/THK S-10S
SockoletR, Reducing , MSS SP-97 , Class 3000 , Socket Welded End , ASTM A182Grade F 304/F 304L
SockoletR, Reducing , MSS SP-97 , Class 3000 , Socket Welded End , ASTM A182Grade F 304/F 304L
90 Degree Long Radius Elbow , ASME B16.9 , Beveled End , ASTM A403 GradeWP304/WP304L , Type S, SCH/THK S-10S
Weld Neck Flange , ASME B16.5 , Class 150 , Raised-face flanged end , ASTMA182 Grade F 304/F 304L ,-, SCH/THKS-10S
Pipe , ASME B36.19 , Plain End , ASTM A312 Grade TP304/TP304L , Seamless,SCH/THK S-10S
Pipe , ASME B36.19 , Plain End , ASTM A312 Grade TP304/TP304L , Seamless,SCH/THK S-10S
90 Degree Elbow , ASME B16.11 , Class 3000 , Socket Welded End , ASTM A182Grade F 304/F 304L
Plug Hexagonal Head , ASME B16.11 , Male Threaded End , ASTM A182 Grade F 304/F304L
Spiral Wound Gasket , ASME B16.20, for ASME B16.5 Flanges , Class 150 , 304stainless steel (18 Cr-8 Ni) ,w/flexible graphite filler , w/304 SSinner ring and CS outer ring , Lowstress
Stud Bolt (IN-MM) - , ASTM A193 Grade B8, Class 2 , Studs - 115 mm Length
Hexagonal Head Nut , ASME B18.2.2 Heavy Hex , ASTM A194 Grade 8
Gate Valve, Flexible Wedge , API 600 , Class 150 , Beveled End , Bolted Bonnet, Handwheel Operator , ASTM A351-CF3M ,API Trim 12 , Standard Clean (SC) acc.to 4WPI-SW70001, SCH/THK S-10S
Gate Valve, Flexible Wedge , API 600 , Class 150 , Beveled End , Bolted Bonnet, Handwheel Operator , ASTM A351-CF3M ,API Trim 12 , Standard Clean (SC) acc.to 4WPI-SW70001, SCH/THK S-10S
Globe Valve , API STD 602 , Class 800 , Socket Welded End x Female Threaded End, Bolted Bonnet , Handwheel Operator ,ASTM A182 Grade F 316/F 316L , API Trim12 , Standard Clean (SC) acc. to4WPI-SW70001
SEE PIPING SUPPORT INDEX
SEE PIPING SUPPORT INDEX
Pipe , ASME B36.19 , Plain End , ASTM A312 Grade TP304/TP304L , Seamless,SCH/THK S-10S
Reducing Tee , ASME B16.11 , Class 3000 , Socket Welded End , ASTM A182 Grade F304/F 304L
90 Degree Elbow , ASME B16.11 , Class 3000 , Socket Welded End , ASTM A182Grade F 304/F 304L
Coupling / Connector , ASME B16.11 , Class 3000 , Socket Welded End , ASTMA182 Grade F 304/F 304L
Nipple , ASME B36.19 , Plain End x Male Threaded End , ASTM A312 GradeTP304/TP304L , 4in Long , Seamless,SCH/THK S-80S
Union Head , MSS SP-83 , Class 3000 , Socket Welded End , ASTM A182 Grade F304/F 304L , Integral Seat
Union Tail , MSS SP-83 , Class 3000 , Socket Welded End , ASTM A182 Grade F304/F 304L , Integral Seat
Nipple , ASME B36.19 , Plain End , ASTM A312 Grade TP304/TP304L , 4in Long ,Seamless, SCH/THK S-80S
Plug Hexagonal Head , ASME B16.11 , Male Threaded End , ASTM A182 Grade F 304/F304L
Globe Valve , API STD 602 , Class 800 , Socket Weld End , Bolted Bonnet ,Handwheel Operator , ASTM A182 Grade F316/F 316L , API Trim 12 , StandardClean (SC) acc. to 4WPI-SW70001
Globe Valve , API STD 602 , Class 800 , Socket Welded End x Female Threaded End, Bolted Bonnet , Handwheel Operator ,ASTM A182 Grade F 316/F 316L , API Trim12 , Standard Clean (SC) acc. to4WPI-SW70001
SEE PIPING SUPPORT INDEX
SEE PIPING SUPPORT INDEX
SEE PIPING SUPPORT INDEX
Pipe , ASME B36.19 , Beveled End , ASTM A312 Grade TP304/TP304L , Seamless,SCH/THK S-10S
SockoletR, Reducing , MSS SP-97 , Class 3000 , Socket Welded End , ASTM A182Grade F 304/F 304L
SockoletR, Reducing , MSS SP-97 , Class 3000 , Socket Welded End , ASTM A182Grade F 304/F 304L
90 Degree Long Radius Elbow , ASME B16.9 , Beveled End , ASTM A403 GradeWP304/WP304L , Type S, SCH/THK S-10S
Weld Neck Flange , ASME B16.5 , Class 150 , Raised-face flanged end , ASTMA182 Grade F 304/F 304L ,-, SCH/THKS-10S
Pipe , ASME B36.19 , Plain End , ASTM A312 Grade TP304/TP304L , Seamless,SCH/THK S-10S
Spiral Wound Gasket , ASME B16.20, for ASME B16.5 Flanges , Class 150 , 304stainless steel (18 Cr-8 Ni) ,w/flexible graphite filler , w/304 SSinner ring and CS outer ring , Lowstress
Stud Bolt (IN-MM) - , ASTM A193 Grade B8, Class 2 , Studs - 105 mm Length
Hexagonal Head Nut , ASME B18.2.2 Heavy Hex , ASTM A194 Grade 8
Globe Valve , API STD 602 , Class 800 , Socket Welded End x Female Threaded End, Bolted Bonnet , Handwheel Operator ,ASTM A182 Grade F 316/F 316L , API Trim12 , Standard Clean (SC) acc. to4WPI-SW70001
SEE PIPING SUPPORT INDEX
SEE PIPING SUPPORT INDEX
Pipe , ASME B36.19 , Beveled End , ASTM A312 Grade TP304/TP304L , Seamless,SCH/THK S-10S
Pipe , ASME B36.19 , Beveled End , ASTM A312 Grade TP304/TP304L , Seamless,SCH/THK S-10S
Pipe , ASME B36.19 , Beveled End , ASTM A312 Grade TP304/TP304L , Seamless,SCH/THK S-10S
Concentric Reducer , ASME B16.9 , Beveled End , ASTM A403 GradeWP304/WP304L , Type S, SCH/THK S-10S
Reducing Tee , ASME B16.9 , Beveled End , ASTM A403 Grade WP304/WP304L , Type S,SCH/THK S-10S
SockoletR, Reducing , MSS SP-97 , Class 3000 , Socket Welded End , ASTM A182Grade F 304/F 304L
Weld Neck Flange , ASME B16.5 , Class 150 , Raised-face flanged end , ASTMA182 Grade F 304/F 304L ,-, SCH/THKS-10S
Weld Neck Flange , ASME B16.5 , Class 150 , Raised-face flanged end , ASTMA182 Grade F 304/F 304L ,-, SCH/THKS-10S
SEE INSTRUMENT SUMMARY
Pipe , ASME B36.19 , Plain End , ASTM A312 Grade TP304/TP304L , Seamless,SCH/THK S-10S
Spiral Wound Gasket , ASME B16.20, for ASME B16.5 Flanges , Class 150 , 304stainless steel (18 Cr-8 Ni) ,w/flexible graphite filler , w/304 SSinner ring and CS outer ring , Lowstress
Spiral Wound Gasket , ASME B16.20, for ASME B16.5 Flanges , Class 150 , 304stainless steel (18 Cr-8 Ni) ,w/flexible graphite filler , w/304 SSinner ring and CS outer ring , Lowstress
Stud Bolt (IN-MM) - , ASTM A193 GradeB8, Class 2 , Studs - 105 mm Length
Hexagonal Head Nut , ASME B18.2.2 Heavy Hex , ASTM A194 Grade 8
Stud Bolt (IN-MM) - , ASTM A193 GradeB8, Class 2 , Studs - 100 mm Length
Globe Valve , ASME B16.34, API STD 600 Wall Thickness , Class 150 , Beveled End, Bolted Bonnet , Handwheel Operator ,ASTM A351-CF3M , API Trim 12 , StandardClean (SC) acc. to 4WPI-SW70001, SCH/THKS-10S
Gate Valve, Solid Wedge , API 602 , Class 800 , Socket Welded End x FemaleThreaded End , Bolted Bonnet , HandwheelOperator , ASTM A182 Grade F 316/F 316L, API Trim 12 , Standard Clean (SC) acc.to 4WPI-SW70001
SEE INSTRUMENT SUMMARY
SEE PIPING SUPPORT INDEX
SEE PIPING SUPPORT INDEX
SEE PIPING SUPPORT INDEX
SEE PIPING SUPPORT INDEX
Pipe , ASME B36.19 , Beveled End , ASTM A312 Grade TP304/TP304L , Seamless,SCH/THK S-10S
SockoletR, Reducing , MSS SP-97 , Class 3000 , Socket Welded End , ASTM A182Grade F 304/F 304L
SockoletR, Reducing , MSS SP-97 , Class 3000 , Socket Welded End , ASTM A182Grade F 304/F 304L
90 Degree Long Radius Elbow , ASME B16.9 , Beveled End , ASTM A403 GradeWP304/WP304L , Type S, SCH/THK S-10S
Weld Neck Flange , ASME B16.5 , Class 150 , Raised-face flanged end , ASTMA182 Grade F 304/F 304L ,-, SCH/THKS-10S
Pipe , ASME B36.19 , Plain End , ASTM A312 Grade TP304/TP304L , Seamless,SCH/THK S-10S
Pipe , ASME B36.19 , Plain End , ASTM A312 Grade TP304/TP304L , Seamless,SCH/THK S-10S
90 Degree Elbow , ASME B16.11 , Class 3000 , Socket Welded End , ASTM A182Grade F 304/F 304L
Coupling / Connector , ASME B16.11 , Class 3000 , Socket Welded End , ASTMA182 Grade F 304/F 304L
Nipple , ASME B36.19 , Plain End x Male Threaded End , ASTM A312 GradeTP304/TP304L , 4in Long , Seamless,SCH/THK S-80S
Plug Hexagonal Head , ASME B16.11 , Male Threaded End , ASTM A182 Grade F 304/F304L
Spiral Wound Gasket , ASME B16.20, for ASME B16.5 Flanges , Class 150 , 304stainless steel (18 Cr-8 Ni) ,w/flexible graphite filler , w/304 SSinner ring and CS outer ring , Lowstress
Stud Bolt (IN-MM) - , ASTM A193 Grade B8, Class 2 , Studs - 115 mm Length
Hexagonal Head Nut , ASME B18.2.2 Heavy Hex , ASTM A194 Grade 8
Gate Valve, Flexible Wedge , API 600 , Class 150 , Beveled End , Bolted Bonnet, Handwheel Operator , ASTM A351-CF3M ,API Trim 12 , Standard Clean (SC) acc.to 4WPI-SW70001, SCH/THK S-10S
Gate Valve, Flexible Wedge , API 600 , Class 150 , Beveled End , Bolted Bonnet, Handwheel Operator , ASTM A351-CF3M ,API Trim 12 , Standard Clean (SC) acc.to 4WPI-SW70001, SCH/THK S-10S
Globe Valve , API STD 602 , Class 800 , Socket Welded End x Female Threaded End, Bolted Bonnet , Handwheel Operator ,ASTM A182 Grade F 316/F 316L , API Trim12 , Standard Clean (SC) acc. to4WPI-SW70001
SEE PIPING SUPPORT INDEX
SEE PIPING SUPPORT INDEX
SEE PIPING SUPPORT INDEX
SEE PIPING SUPPORT INDEX
Pipe , ASME B36.19 , Plain End , ASTM A312 Grade TP304/TP304L , Seamless,SCH/THK S-10S
Reducing Tee , ASME B16.11 , Class 3000 , Socket Welded End , ASTM A182 Grade F304/F 304L
Nipple , ASME B36.19 , Plain End x Male Threaded End , ASTM A312 GradeTP304/TP304L , 4in Long , Seamless,SCH/THK S-80S
Union Head , MSS SP-83 , Class 3000 , Socket Welded End , ASTM A182 Grade F304/F 304L , Integral Seat
Union Tail , MSS SP-83 , Class 3000 , Socket Welded End , ASTM A182 Grade F304/F 304L , Integral Seat
Nipple , ASME B36.19 , Plain End , ASTM A312 Grade TP304/TP304L , 4in Long ,Seamless, SCH/THK S-80S
Nipple , ASME B36.19 , Plain End , ASTM A312 Grade TP304/TP304L , 4in Long ,Seamless, SCH/THK S-80S
Plug Hexagonal Head , ASME B16.11 , Male Threaded End , ASTM A182 Grade F 304/F304L
Globe Valve , API STD 602 , Class 800 , Socket Weld End , Bolted Bonnet ,Handwheel Operator , ASTM A182 Grade F316/F 316L , API Trim 12 , StandardClean (SC) acc. to 4WPI-SW70001
Globe Valve , API STD 602 , Class 800 , Socket Welded End x Female Threaded End, Bolted Bonnet , Handwheel Operator ,ASTM A182 Grade F 316/F 316L , API Trim12 , Standard Clean (SC) acc. to4WPI-SW70001
SEE PIPING SUPPORT INDEX
SEE PIPING SUPPORT INDEX
SEE PIPING SUPPORT INDEX
Pipe , ASME B36.19 , Plain End , ASTM A312 Grade TP304/TP304L , Seamless,SCH/THK S-10S
Pipe , ASME B36.19 , Plain End , ASTM A312 Grade TP304/TP304L , Seamless,SCH/THK S-10S
Reducing Tee , ASME B16.11 , Class 3000 , Socket Welded End , ASTM A182 Grade F304/F 304L
Socket Weld Flange , ASME B16.5 , Class 150 , Raised-face flanged end , ASTMA182 Grade F 304/F 304L
Spiral Wound Gasket , ASME B16.20, for ASME B16.5 Flanges , Class 150 , 304stainless steel (18 Cr-8 Ni) ,w/flexible graphite filler , w/304 SSinner ring and CS outer ring , Lowstress
Stud Bolt (IN-MM) - , ASTM A193 Grade B8, Class 2 , Studs - 100 mm Length
Hexagonal Head Nut , ASME B18.2.2 Heavy Hex , ASTM A194 Grade 8
Globe Valve , API STD 602 , Class 800 , Socket Weld End , Bolted Bonnet ,Handwheel Operator , ASTM A182 Grade F316/F 316L , API Trim 12 , StandardClean (SC) acc. to 4WPI-SW70001
SEE INSTRUMENT SUMMARY
Pipe , ASME B36.19 , Plain End , ASTM A312 Grade TP304/TP304L , Seamless,SCH/THK S-10S
Pipe , ASME B36.19 , Plain End , ASTM A312 Grade TP304/TP304L , Seamless,SCH/THK S-10S
Reducing Tee , ASME B16.11 , Class 3000 , Socket Welded End , ASTM A182 Grade F304/F 304L
Socket Weld Flange , ASME B16.5 , Class 150 , Raised-face flanged end , ASTMA182 Grade F 304/F 304L
Spiral Wound Gasket , ASME B16.20, for ASME B16.5 Flanges , Class 150 , 304stainless steel (18 Cr-8 Ni) ,w/flexible graphite filler , w/304 SSinner ring and CS outer ring , Lowstress
Stud Bolt (IN-MM) - , ASTM A193 Grade B8, Class 2 , Studs - 100 mm Length
Hexagonal Head Nut , ASME B18.2.2 Heavy Hex , ASTM A194 Grade 8
Globe Valve , API STD 602 , Class 800 ,Socket Weld End , Bolted Bonnet ,Handwheel Operator , ASTM A182 Grade F316/F 316L , API Trim 12 , StandardClean (SC) acc. to 4WPI-SW70001
SEE INSTRUMENT SUMMARY
Pipe , ASME B36.10 , Beveled End , ASTM A106-B , Seamless, SCH/THK S-STD
Concentric Reducer , ASME B16.9 , Beveled End , ASTM A234 Grade WPB , TypeS, SCH/THK S-STD
SockoletR, Reducing , MSS SP-97 , Class 3000 , Socket Welded End , ASTM A105N ,-
90 Degree Long Radius Elbow , ASME B16.9 , Beveled End , ASTM A234 Grade WPB ,Type S, SCH/THK S-STD
Weld Neck Flange , ASME B16.5 , Class 150 , Raised-face flanged end , ASTMA105N ,-, SCH/THK S-STD
Pipe , ASME B36.10 , Plain End , ASTM A106-B , Seamless, SCH/THK S-STD
Eccentric Swage , MSS SP-95 , Plain End , ASTM A234 Grade WPB , Type S, SCH/THKS-STD
90 Degree Elbow , ASME B16.11 , Class 3000 , Socket Welded End , ASTM A105N ,-
Spiral Wound Gasket , ASME B16.20, for ASME B16.5 Flanges , Class 150 , 304stainless steel (18 Cr-8 Ni) ,w/flexible graphite filler , w/304 SSinner ring and CS outer ring , Lowstress
Stud Bolt (IN-MM) - , ASTM A193 Grade B8, Class 2 , Studs - 95 mm Length
Hexagonal Head Nut , ASME B18.2.2 Heavy Hex , ASTM A194 Grade 8
SEE PIPING SUPPORT INDEX
SEE PIPING SUPPORT INDEX
Pipe , ASME B36.10 , Beveled End , ASTM A106-B , Seamless, SCH/THK S-STD
Concentric Reducer , ASME B16.9 , Beveled End , ASTM A234 Grade WPB , TypeS, SCH/THK S-STD
SockoletR, Reducing , MSS SP-97 , Class 3000 , Socket Welded End , ASTM A105N ,-
90 Degree Long Radius Elbow , ASME B16.9 , Beveled End , ASTM A234 Grade WPB ,Type S, SCH/THK S-STD
Weld Neck Flange , ASME B16.5 , Class 150 , Raised-face flanged end , ASTMA105N ,-, SCH/THK S-STD
Pipe , ASME B36.10 , Plain End , ASTM A106-B , Seamless, SCH/THK S-STD
Eccentric Swage , MSS SP-95 , Plain End , ASTM A234 Grade WPB , Type S, SCH/THKS-STD
90 Degree Elbow , ASME B16.11 , Class 3000 , Socket Welded End , ASTM A105N ,-
Spiral Wound Gasket , ASME B16.20, for ASME B16.5 Flanges , Class 150 , 304stainless steel (18 Cr-8 Ni) ,w/flexible graphite filler , w/304 SSinner ring and CS outer ring , Lowstress
Stud Bolt (IN-MM) - , ASTM A193 Grade B8, Class 2 , Studs - 95 mm Length
Hexagonal Head Nut , ASME B18.2.2 Heavy Hex , ASTM A194 Grade 8
SEE PIPING SUPPORT INDEX
SEE PIPING SUPPORT INDEX
Pipe , ASME B36.19 , Plain End , ASTM A312 Grade TP304/TP304L , Seamless,SCH/THK S-10S
Pipe , ASME B36.19 , Plain End , ASTM A312 Grade TP304/TP304L , Seamless,SCH/THK S-10S
Reducing Tee , ASME B16.11 , Class 3000 , Socket Welded End , ASTM A182 Grade F304/F 304L
90 Degree Elbow , ASME B16.11 , Class 3000 , Socket Welded End , ASTM A182Grade F 304/F 304L
Socket Weld Flange , ASME B16.5 , Class 150 , Raised-face flanged end , ASTMA182 Grade F 304/F 304L
Spiral Wound Gasket , ASME B16.20, for ASME B16.5 Flanges , Class 150 , 304stainless steel (18 Cr-8 Ni) ,w/flexible graphite filler , w/304 SSinner ring and CS outer ring , Lowstress
Stud Bolt (IN-MM) - , ASTM A193 Grade B8, Class 2 , Studs - 100 mm Length
Hexagonal Head Nut , ASME B18.2.2 Heavy Hex , ASTM A194 Grade 8
Globe Valve , API STD 602 , Class 800 , Socket Weld End , Bolted Bonnet ,Handwheel Operator , ASTM A182 Grade F316/F 316L , API Trim 12 , StandardClean (SC) acc. to 4WPI-SW70001
SEE INSTRUMENT SUMMARY
Pipe , ASME B36.19 , Plain End , ASTM A312 Grade TP304/TP304L , Seamless,SCH/THK S-10S
Pipe , ASME B36.19 , Plain End , ASTM A312 Grade TP304/TP304L , Seamless,SCH/THK S-10S
Reducing Tee , ASME B16.11 , Class 3000 , Socket Welded End , ASTM A182 Grade F304/F 304L
90 Degree Elbow , ASME B16.11 , Class 3000 , Socket Welded End , ASTM A182Grade F 304/F 304L
Socket Weld Flange , ASME B16.5 , Class 150 , Raised-face flanged end , ASTMA182 Grade F 304/F 304L
Spiral Wound Gasket , ASME B16.20, for ASME B16.5 Flanges , Class 150 , 304stainless steel (18 Cr-8 Ni) ,w/flexible graphite filler , w/304 SSinner ring and CS outer ring , Lowstress
Stud Bolt (IN-MM) - , ASTM A193 Grade B8, Class 2 , Studs - 100 mm Length
Hexagonal Head Nut , ASME B18.2.2 Heavy Hex , ASTM A194 Grade 8
Globe Valve , API STD 602 , Class 800 , Socket Weld End , Bolted Bonnet ,Handwheel Operator , ASTM A182 Grade F316/F 316L , API Trim 12 , StandardClean (SC) acc. to 4WPI-SW70001
SEE INSTRUMENT SUMMARY
Pipe , ASME B36.19 , Plain End , ASTM A312 Grade TP304/TP304L , Seamless,SCH/THK S-10S
Pipe , ASME B36.19 , Plain End , ASTM A312 Grade TP304/TP304L , Seamless,SCH/THK S-10S
Reducing Tee , ASME B16.11 , Class 3000 , Socket Welded End , ASTM A182 Grade F304/F 304L
Socket Weld Flange , ASME B16.5 , Class 150 , Raised-face flanged end , ASTMA182 Grade F 304/F 304L
Spiral Wound Gasket , ASME B16.20, for ASME B16.5 Flanges , Class 150 , 304stainless steel (18 Cr-8 Ni) ,w/flexible graphite filler , w/304 SSinner ring and CS outer ring , Lowstress
Stud Bolt (IN-MM) - , ASTM A193 Grade B8, Class 2 , Studs - 100 mm Length
Hexagonal Head Nut , ASME B18.2.2 Heavy Hex , ASTM A194 Grade 8
Globe Valve , API STD 602 , Class 800 , Socket Weld End , Bolted Bonnet ,Handwheel Operator , ASTM A182 Grade F316/F 316L , API Trim 12 , StandardClean (SC) acc. to 4WPI-SW70001
SEE INSTRUMENT SUMMARY
Pipe , ASME B36.19 , Plain End , ASTM A312 Grade TP304/TP304L , Seamless,SCH/THK S-10S
Pipe , ASME B36.19 , Plain End , ASTM A312 Grade TP304/TP304L , Seamless,SCH/THK S-10S
Reducing Tee , ASME B16.11 , Class 3000 , Socket Welded End , ASTM A182 Grade F304/F 304L
Socket Weld Flange , ASME B16.5 , Class 150 , Raised-face flanged end , ASTMA182 Grade F 304/F 304L
Spiral Wound Gasket , ASME B16.20, for ASME B16.5 Flanges , Class 150 , 304stainless steel (18 Cr-8 Ni) ,w/flexible graphite filler , w/304 SSinner ring and CS outer ring , Lowstress
Stud Bolt (IN-MM) - , ASTM A193 Grade B8, Class 2 , Studs - 100 mm Length
Hexagonal Head Nut , ASME B18.2.2 Heavy Hex , ASTM A194 Grade 8
Globe Valve , API STD 602 , Class 800 , Socket Weld End , Bolted Bonnet ,Handwheel Operator , ASTM A182 Grade F316/F 316L , API Trim 12 , StandardClean (SC) acc. to 4WPI-SW70001
SEE INSTRUMENT SUMMARY
Pipe , ASME B36.10 , Beveled End , ASTM A106-B , Seamless, SCH/THK S-STD
Tee , ASME B16.9 , Beveled End , ASTM A234 Grade WPB , Type S, SCH/THK S-STD
90 Degree Long Radius Elbow , ASME B16.9 , Beveled End , ASTM A234 Grade WPB ,Type S, SCH/THK S-STD
Pipe , ASME B36.10 , Beveled End , ASTM A106-B , Seamless, SCH/THK S-STD
Concentric Reducer , ASME B16.9 , Beveled End , ASTM A234 Grade WPB , TypeS, SCH/THK S-STD
SockoletR, Reducing , MSS SP-97 , Class 3000 , Socket Welded End , ASTM A105N ,-
Weld Neck Flange , ASME B16.5 , Class 150 , Raised-face flanged end , ASTMA105N ,-, SCH/THK S-STD
Pipe , ASME B36.10 , Plain End , ASTM A106-B , Seamless, SCH/THK S-STD
Eccentric Swage , MSS SP-95 , Plain End , ASTM A234 Grade WPB , Type S, SCH/THKS-STD
90 Degree Elbow , ASME B16.11 , Class 3000 , Socket Welded End , ASTM A105N ,-
Spiral Wound Gasket , ASME B16.20, for ASME B16.5 Flanges , Class 150 , 304stainless steel (18 Cr-8 Ni) ,w/flexible graphite filler , w/304 SSinner ring and CS outer ring , Lowstress
Stud Bolt (IN-MM) - , ASTM A193 Grade B8, Class 2 , Studs - 95 mm Length
Hexagonal Head Nut , ASME B18.2.2 Heavy Hex , ASTM A194 Grade 8
SEE PIPING SUPPORT INDEX
SEE PIPING SUPPORT INDEX
SEE PIPING SUPPORT INDEX
Pipe , ASME B36.10 , Beveled End , ASTM A106-B , Seamless, SCH/THK S-STD
Tee , ASME B16.9 , Beveled End , ASTM A234 Grade WPB , Type S, SCH/THK S-STD
90 Degree Long Radius Elbow , ASME B16.9 , Beveled End , ASTM A234 Grade WPB ,Type S, SCH/THK S-STD
Pipe , ASME B36.10 , Beveled End , ASTM A106-B , Seamless, SCH/THK S-STD
Concentric Reducer , ASME B16.9 , Beveled End , ASTM A234 Grade WPB , TypeS, SCH/THK S-STD
SockoletR, Reducing , MSS SP-97 , Class 3000 , Socket Welded End , ASTM A105N ,-
Weld Neck Flange , ASME B16.5 , Class 150 , Raised-face flanged end , ASTMA105N ,-, SCH/THK S-STD
Pipe , ASME B36.10 , Plain End , ASTM A106-B , Seamless, SCH/THK S-STD
Eccentric Swage , MSS SP-95 , Plain End , ASTM A234 Grade WPB , Type S, SCH/THKS-STD
90 Degree Elbow , ASME B16.11 , Class 3000 , Socket Welded End , ASTM A105N ,-
Spiral Wound Gasket , ASME B16.20, for ASME B16.5 Flanges , Class 150 , 304stainless steel (18 Cr-8 Ni) ,w/flexible graphite filler , w/304 SSinner ring and CS outer ring , Lowstress
Stud Bolt (IN-MM) - , ASTM A193 Grade B8, Class 2 , Studs - 95 mm Length
Hexagonal Head Nut , ASME B18.2.2 Heavy Hex , ASTM A194 Grade 8
SEE PIPING SUPPORT INDEX
SEE PIPING SUPPORT INDEX
SEE PIPING SUPPORT INDEX
Pipe , ASME B36.10 , Beveled End , ASTM A106-B , Seamless, SCH/THK S-STD
90 Degree Long Radius Elbow , ASME B16.9 , Beveled End , ASTM A234 Grade WPB ,Type S, SCH/THK S-STD
SEE PIPING SUPPORT INDEX
Pipe , ASME B36.10 , Beveled End , ASTM A106-B , Seamless, SCH/THK S-STD
Concentric Reducer , ASME B16.9 , Beveled End , ASTM A234 Grade WPB , TypeS, SCH/THK S-STD
SockoletR, Reducing , MSS SP-97 , Class 3000 , Socket Welded End , ASTM A105N ,-
Weld Neck Flange , ASME B16.5 , Class 150 , Raised-face flanged end , ASTMA105N ,-, SCH/THK S-STD
Pipe , ASME B36.10 , Plain End , ASTM A106-B , Seamless, SCH/THK S-STD
Eccentric Swage , MSS SP-95 , Plain End , ASTM A234 Grade WPB , Type S, SCH/THKS-STD
90 Degree Elbow , ASME B16.11 , Class 3000 , Socket Welded End , ASTM A105N ,-
Spiral Wound Gasket , ASME B16.20, for ASME B16.5 Flanges , Class 150 , 304stainless steel (18 Cr-8 Ni) ,w/flexible graphite filler , w/304 SSinner ring and CS outer ring , Lowstress
Stud Bolt (IN-MM) - , ASTM A193 Grade B8, Class 2 , Studs - 95 mm Length
Hexagonal Head Nut , ASME B18.2.2 Heavy Hex , ASTM A194 Grade 8
SEE PIPING SUPPORT INDEX
SEE PIPING SUPPORT INDEX
SEE PIPING SUPPORT INDEX
Pipe , ASME B36.10 , Beveled End , ASTM A106-B , Seamless, SCH/THK S-STD
90 Degree Long Radius Elbow , ASME B16.9, Beveled End , ASTM A234 Grade WPB ,Type S, SCH/THK S-STD
SEE PIPING SUPPORT INDEX
Pipe , ASME B36.10 , Beveled End , ASTM A106-B , Seamless, SCH/THK S-STD
Concentric Reducer , ASME B16.9 , Beveled End , ASTM A234 Grade WPB , TypeS, SCH/THK S-STD
SockoletR, Reducing , MSS SP-97 , Class 3000 , Socket Welded End , ASTM A105N ,-
Weld Neck Flange , ASME B16.5 , Class 150 , Raised-face flanged end , ASTMA105N ,-, SCH/THK S-STD
Pipe , ASME B36.10 , Plain End , ASTM A106-B , Seamless, SCH/THK S-STD
Eccentric Swage , MSS SP-95 , Plain End , ASTM A234 Grade WPB , Type S, SCH/THKS-STD
90 Degree Elbow , ASME B16.11 , Class 3000 , Socket Welded End , ASTM A105N ,-
Spiral Wound Gasket , ASME B16.20, for ASME B16.5 Flanges , Class 150 , 304stainless steel (18 Cr-8 Ni) ,w/flexible graphite filler , w/304 SSinner ring and CS outer ring , Lowstress
Stud Bolt (IN-MM) - , ASTM A193 Grade B8, Class 2 , Studs - 95 mm Length
Hexagonal Head Nut , ASME B18.2.2 Heavy Hex , ASTM A194 Grade 8
SEE PIPING SUPPORT INDEX
SEE PIPING SUPPORT INDEX
SEE PIPING SUPPORT INDEX
Pipe , ASME B36.10 , Beveled End , ASTM A53-B , Electric Resistance Welded (Ej =0.85), SCH/THK S-STD
SockoletR, Reducing , MSS SP-97 , Class 3000 , Socket Welded End , ASTM A105N ,-
90 Degree Long Radius Elbow , ASME B16.9 , Beveled End , ASTM A234 Grade WPB ,Type W, SCH/THK S-STD
Pipe , ASME B36.10 , Plain End , ASTM A106-B , Seamless, SCH/THK S-STD
Concentric Swage , MSS SP-95 , Beveled End x Plain End , ASTM A234 Grade WPB ,Type S, SCH/THK S-STD
Nipple , ASME B36.10 , Plain End x Male Threaded End , ASTM A106-B , 4in Long ,Seamless, SCH/THK S-XS
Union Head , MSS SP-83 , Class 3000 , Socket Welded End , ASTM A105N ,Integral Seat
Union Tail , MSS SP-83 , Class 3000 , Socket Welded End , ASTM A105N ,Integral Seat
Socket Weld Flange , ASME B16.5 , Class 150 , Flat-face flanged end , ASTM A105N,-
Flat Gasket, Non-Metallic, Solid , ASME B16.21 , Class 150 , Flat-face flangedend , Compressed non-asbestos sheet orfiber , 1.6 mm (0.063 in) Thick
Stud Bolt (IN-MM) - , ASTM A193 Grade B7 , Studs - 70 mm Length
Hexagonal Head Nut , ASME B18.2.2 Heavy Hex , ASTM A563 Grade A
Ball Valve , Generic manufacturer , 600 psig , Female Threaded End , Two PieceFloating Ball , Lever Operator , Bronzeor Brass Body , Bronze or Bronze Trim ,PTFE Packing , PTFE Seat , StandardClean (SC) acc. to 4WPI-SW70001
Pipe , ASME B36.10 , Beveled End , ASTM A53-B , Electric Resistance Welded (Ej =0.85), SCH/THK S-STD
SockoletR, Reducing , MSS SP-97 , Class 3000 , Socket Welded End , ASTM A105N ,-
90 Degree Long Radius Elbow , ASME B16.9 , Beveled End , ASTM A234 Grade WPB ,Type W, SCH/THK S-STD
SEE PIPING SUPPORT INDEX
Nipple , ASME B36.10 , Plain End x Male Threaded End , ASTM A106-B , 4in Long ,Seamless, SCH/THK S-XS
Plug Hexagonal Head , ASME B16.11 , Male Threaded End , ASTM A105N
Ball Valve , Generic manufacturer , 600 psig , Female Threaded End , Two PieceFloating Ball , Lever Operator , Bronzeor Brass Body , Bronze or Bronze Trim ,PTFE Packing , PTFE Seat , StandardClean (SC) acc. to 4WPI-SW70001
SEE PIPING SUPPORT INDEX
SEE PIPING SUPPORT INDEX
SEE PIPING SUPPORT INDEX
Pipe , ASME B36.10 , Beveled End , ASTM A53-B , Electric Resistance Welded (Ej =0.85), SCH/THK S-STD
Tee , ASME B16.9 , Beveled End , ASTM A234 Grade WPB , Type W, SCH/THK S-STD
90 Degree Long Radius Elbow , ASME B16.9 , Beveled End , ASTM A234 Grade WPB ,Type W, SCH/THK S-STD
Weld Neck Flange , ASME B16.5 , Class 150 , Raised-face flanged end , ASTMA105N ,-, SCH/THK S-STD
Flat Gasket, Non-Metallic, Solid , ASME B16.21 , Class 150 , Raised-face flangedend , Compressed non-asbestos sheet orfiber , 1.6 mm (0.063 in) Thick
Stud Bolt (IN-MM) - , ASTM A193 Grade B7 , Studs - 90 mm Length
Hexagonal Head Nut , ASME B18.2.2 Heavy Hex , ASTM A563 Grade A
SEE PIPING SUPPORT INDEX
SEE PIPING SUPPORT INDEX
SEE PIPING SUPPORT INDEX
Pipe , ASME B36.10 , Plain End , ASTM A106-B , Seamless, SCH/THK S-STD
Eccentric Swage , MSS SP-95 , Beveled End x Plain End , ASTM A234 Grade WPB ,Type S, SCH/THK S-STD
Tee , ASME B16.11 , Class 3000 , Socket Welded End , ASTM A105N , -
90 Degree Elbow , ASME B16.11 , Class 3000 , Socket Welded End , ASTM A105N ,-
Nipple , ASME B36.10 , Plain End , ASTM A106-B , 4in Long , Seamless, SCH/THKS-XS
Union Head , MSS SP-83 , Class 3000 , Socket Welded End , ASTM A105N ,Integral Seat
Union Tail , MSS SP-83 , Class 3000 , Socket Welded End , ASTM A105N ,Integral Seat
Nipple , ASME B36.10 , Plain End x Male Threaded End , ASTM A106-B , 3in Long ,Seamless, SCH/THK S-XS
Plug Hexagonal Head , ASME B16.11 , Male Threaded End , ASTM A105N
Ball Valve , Generic manufacturer , 600 psig , Female Threaded End , Two PieceFloating Ball , Lever Operator , Bronzeor Brass Body , Bronze or Bronze Trim ,PTFE Packing , PTFE Seat , StandardClean (SC) acc. to 4WPI-SW70001
Ball Valve , Generic manufacturer , 600 psig , Female Threaded End , Two PieceFloating Ball , Lever Operator , Bronzeor Brass Body , Bronze or Bronze Trim ,PTFE Packing , PTFE Seat , StandardClean (SC) acc. to 4WPI-SW70001
Pipe , ASME B36.10 , Beveled End , ASTM A53-B , Electric Resistance Welded (Ej =0.85), SCH/THK S-STD
Tee , ASME B16.9 , Beveled End , ASTM A234 Grade WPB , Type W, SCH/THK S-STD
90 Degree Long Radius Elbow , ASME B16.9 , Beveled End , ASTM A234 Grade WPB ,Type W, SCH/THK S-STD
Weld Neck Flange , ASME B16.5 , Class 150 , Raised-face flanged end , ASTMA105N ,-, SCH/THK S-STD
Flat Gasket, Non-Metallic, Solid , ASME B16.21 , Class 150 , Raised-face flangedend , Compressed non-asbestos sheet orfiber , 1.6 mm (0.063 in) Thick
Stud Bolt (IN-MM) - , ASTM A193 Grade B7 , Studs - 90 mm Length
Hexagonal Head Nut , ASME B18.2.2 Heavy Hex , ASTM A563 Grade A
SEE PIPING SUPPORT INDEX
SEE PIPING SUPPORT INDEX
SEE PIPING SUPPORT INDEX
SEE PIPING SUPPORT INDEX
Pipe , ASME B36.10 , Plain End , ASTM A106-B , Seamless, SCH/THK S-STD
Eccentric Swage , MSS SP-95 , Beveled End x Plain End , ASTM A234 Grade WPB ,Type S, SCH/THK S-STD
Tee , ASME B16.11 , Class 3000 , Socket Welded End , ASTM A105N , -
90 Degree Elbow , ASME B16.11 , Class 3000 , Socket Welded End , ASTM A105N ,-
Nipple , ASME B36.10 , Plain End , ASTM A106-B , 4in Long , Seamless, SCH/THKS-XS
Union Head , MSS SP-83 , Class 3000 , Socket Welded End , ASTM A105N ,Integral Seat
Union Tail , MSS SP-83 , Class 3000 , Socket Welded End , ASTM A105N ,Integral Seat
Nipple , ASME B36.10 , Plain End x Male Threaded End , ASTM A106-B , 3in Long ,Seamless, SCH/THK S-XS
Plug Hexagonal Head , ASME B16.11 , Male Threaded End , ASTM A105N
Ball Valve , Generic manufacturer , 600 psig , Female Threaded End , Two PieceFloating Ball , Lever Operator , Bronzeor Brass Body , Bronze or Bronze Trim ,PTFE Packing , PTFE Seat , StandardClean (SC) acc. to 4WPI-SW70001
Ball Valve , Generic manufacturer , 600 psig , Female Threaded End , Two PieceFloating Ball , Lever Operator , Bronzeor Brass Body , Bronze or Bronze Trim ,PTFE Packing , PTFE Seat , StandardClean (SC) acc. to 4WPI-SW70001
Pipe , ASME B36.10 , Beveled End , ASTM A53-B , Electric Resistance Welded (Ej =0.85), SCH/THK S-STD
Tee , ASME B16.9 , Beveled End , ASTM A234 Grade WPB , Type W, SCH/THK S-STD
90 Degree Long Radius Elbow , ASME B16.9 , Beveled End , ASTM A234 Grade WPB ,Type W, SCH/THK S-STD
Weld Neck Flange , ASME B16.5 , Class 150 , Raised-face flanged end , ASTMA105N ,-, SCH/THK S-STD
SEE PIPING SUPPORT INDEX
Flat Gasket, Non-Metallic, Solid , ASME B16.21 , Class 150 , Raised-face flangedend , Compressed non-asbestos sheet orfiber , 1.6 mm (0.063 in) Thick
Stud Bolt (IN-MM) - , ASTM A193 Grade B7 , Studs - 90 mm Length
Hexagonal Head Nut , ASME B18.2.2 Heavy Hex , ASTM A563 Grade A
SEE PIPING SUPPORT INDEX
SEE PIPING SUPPORT INDEX
SEE PIPING SUPPORT INDEX
Pipe , ASME B36.10 , Beveled End , ASTM A53-B , Electric Resistance Welded (Ej =0.85), SCH/THK S-STD
Tee , ASME B16.9 , Beveled End , ASTM A234 Grade WPB , Type W, SCH/THK S-STD
90 Degree Long Radius Elbow , ASME B16.9 , Beveled End , ASTM A234 Grade WPB ,Type W, SCH/THK S-STD
Weld Neck Flange , ASME B16.5 , Class 150 , Raised-face flanged end , ASTMA105N ,-, SCH/THK S-STD
SEE PIPING SUPPORT INDEX
Flat Gasket, Non-Metallic, Solid , ASME B16.21 , Class 150 , Raised-face flangedend , Compressed non-asbestos sheet orfiber , 1.6 mm (0.063 in) Thick
Stud Bolt (IN-MM) - , ASTM A193 Grade B7 , Studs - 90 mm Length
Hexagonal Head Nut , ASME B18.2.2 Heavy Hex , ASTM A563 Grade A
SEE PIPING SUPPORT INDEX
SEE PIPING SUPPORT INDEX
Pipe , ASME B36.10 , Beveled End , ASTM A53-B , Electric Resistance Welded (Ej =0.85), SCH/THK S-STD
SockoletR, Reducing , MSS SP-97 , Class 3000 , Socket Welded End , ASTM A105N ,-
SockoletR, Reducing , MSS SP-97 , Class 3000 , Socket Welded End , ASTM A105N ,-
90 Degree Long Radius Elbow , ASME B16.9 , Beveled End , ASTM A234 Grade WPB ,Type W, SCH/THK S-STD
SEE PIPING SUPPORT INDEX
Concentric Swage , MSS SP-95 , Beveled End x Plain End , ASTM A234 Grade WPB ,Type S, SCH/THK S-STD
Nipple , ASME B36.10 , Plain End x Male Threaded End , ASTM A106-B , 3in Long ,Seamless, SCH/THK S-XS
Plug Hexagonal Head , ASME B16.11 , Male Threaded End , ASTM A105N
Socket Weld Flange , ASME B16.5 , Class 150 , Raised-face flanged end , ASTMA105N ,-
Flat Gasket, Non-Metallic, Solid , ASME B16.21 , Class 150 , Raised-face flangedend , Compressed non-asbestos sheet orfiber , 1.6 mm (0.063 in) Thick
Stud Bolt (IN-MM) - , ASTM A193 Grade B7 , Studs - 75 mm Length
Hexagonal Head Nut , ASME B18.2.2 Heavy Hex , ASTM A563 Grade A
Ball Valve , Generic manufacturer , 600 psig , Female Threaded End , Two PieceFloating Ball , Lever Operator , Bronzeor Brass Body , Bronze or Bronze Trim ,PTFE Packing , PTFE Seat , StandardClean (SC) acc. to 4WPI-SW70001
SEE PIPING SUPPORT INDEX
SEE PIPING SUPPORT INDEX
SEE PIPING SUPPORT INDEX
Pipe , ASME B36.10 , Plain End , ASTM A106-B , Seamless, SCH/THK S-STD
Tee , ASME B16.11 , Class 3000 , Socket Welded End , ASTM A105N , -
90 Degree Elbow , ASME B16.11 , Class 3000 , Socket Welded End , ASTM A105N , -
Nipple , ASME B36.10 , Plain End x Male Threaded End , ASTM A106-B , 4in Long ,Seamless, SCH/THK S-XS
Cap , ASME B16.11 , Class 3000 , FemaleThreaded End , ASTM A105N , -
Socket Weld Flange , ASME B16.5 , Class 150 , Raised-face flanged end , ASTMA105N ,-
Spiral Wound Gasket , ASME B16.20, for ASME B16.5 Flanges , Class 150 , 304stainless steel (18 Cr-8 Ni) ,w/flexible graphite filler , w/304 SSinner ring and CS outer ring , Lowstress
Stud Bolt (IN-MM) - , ASTM A193 Grade B7 , Studs - 75 mm Length
Hexagonal Head Nut , ASME B18.2.2 Heavy Hex , ASTM A194 Grade 2H
SEE PIPING SUPPORT INDEX
SEE PIPING SUPPORT INDEX
Pipe , ASME B36.10 , Beveled End , ASTM A53-B , Electric Resistance Welded (Ej =0.85), SCH/THK S-STD
SockoletR, Reducing , MSS SP-97 , Class 3000 , Socket Welded End , ASTM A105N ,-
90 Degree Long Radius Elbow , ASME B16.9 , Beveled End , ASTM A234 Grade WPB ,Type W, SCH/THK S-STD
45 Degree Long Radius Elbow , ASME B16.9 , Beveled End , ASTM A234 Grade WPB ,Type W, SCH/THK S-STD
Nipple , ASME B36.10 , Plain End x Male Threaded End , ASTM A106-B , 4in Long ,Seamless, SCH/THK S-XS
Plug Hexagonal Head , ASME B16.11 , Male Threaded End , ASTM A105N
Slip-On Flange , ASME B16.5 , Class 150 , Raised-face flanged end , ASTM A105N,-
Flat Gasket, Non-Metallic, Solid , ASME B16.21 , Class 150 , Raised-face flangedend , Compressed non-asbestos sheet orfiber , 1.6 mm (0.063 in) Thick
Stud Bolt (IN-MM) - , ASTM A193 Grade B7 , Studs - 90 mm Length
Hexagonal Head Nut , ASME B18.2.2 Heavy Hex , ASTM A563 Grade A
Ball Valve , Generic manufacturer , 600 psig , Female Threaded End , Two PieceFloating Ball , Lever Operator , Bronzeor Brass Body , Bronze or Bronze Trim ,PTFE Packing , PTFE Seat , StandardClean (SC) acc. to 4WPI-SW70001
SEE PIPING SUPPORT INDEX
SEE PIPING SUPPORT INDEX
Pipe , ASME B36.10 , Beveled End , ASTM A53-B , Electric Resistance Welded (Ej =0.85), SCH/THK S-STD
Tee , ASME B16.9 , Beveled End , ASTM A234 Grade WPB , Type W, SCH/THK S-STD
SockoletR, Reducing , MSS SP-97 , Class 3000 , Socket Welded End , ASTM A105N ,-
45 Degree Long Radius Elbow , ASME B16.9 , Beveled End , ASTM A234 Grade WPB ,Type W, SCH/THK S-STD
Nipple , ASME B36.10 , Plain End x Male Threaded End , ASTM A106-B , 4in Long ,Seamless, SCH/THK S-XS
Plug Hexagonal Head , ASME B16.11 , Male Threaded End , ASTM A105N
Ball Valve , Generic manufacturer , 600 psig , Female Threaded End , Two PieceFloating Ball , Lever Operator , Bronzeor Brass Body , Bronze or Bronze Trim ,PTFE Packing , PTFE Seat , StandardClean (SC) acc. to 4WPI-SW70001
SEE PIPING SUPPORT INDEX
SEE PIPING SUPPORT INDEX
SEE PIPING SUPPORT INDEX
SEE PIPING SUPPORT INDEX
SEE PIPING SUPPORT INDEX
SEE PIPING SUPPORT INDEX
SEE PIPING SUPPORT INDEX
Pipe , ASME B36.10 , Beveled End , ASTM A53-B , Electric Resistance Welded (Ej =0.85), SCH/THK S-STD
SockoletR, Reducing , MSS SP-97 , Class 3000 , Socket Welded End , ASTM A105N ,-
90 Degree Long Radius Elbow , ASME B16.9 , Beveled End , ASTM A234 Grade WPB ,Type W, SCH/THK S-STD
45 Degree Long Radius Elbow , ASME B16.9 , Beveled End , ASTM A234 Grade WPB ,Type W, SCH/THK S-STD
Nipple , ASME B36.10 , Plain End x Male Threaded End , ASTM A106-B , 4in Long ,Seamless, SCH/THK S-XS
Plug Hexagonal Head , ASME B16.11 , Male Threaded End , ASTM A105N
Slip-On Flange , ASME B16.5 , Class 150 , Raised-face flanged end , ASTM A105N,-
Flat Gasket, Non-Metallic, Solid , ASME B16.21 , Class 150 , Raised-face flangedend , Compressed non-asbestos sheet orfiber , 1.6 mm (0.063 in) Thick
Stud Bolt (IN-MM) - , ASTM A193 Grade B7 , Studs - 90 mm Length
Hexagonal Head Nut , ASME B18.2.2 Heavy Hex , ASTM A563 Grade A
Ball Valve , Generic manufacturer , 600 psig , Female Threaded End , Two PieceFloating Ball , Lever Operator , Bronzeor Brass Body , Bronze or Bronze Trim ,PTFE Packing , PTFE Seat , StandardClean (SC) acc. to 4WPI-SW70001
SEE PIPING SUPPORT INDEX
Pipe , ASME B36.10 , Beveled End , ASTM A53-B , Electric Resistance Welded (Ej =0.85), SCH/THK S-STD
Tee , ASME B16.9 , Beveled End , ASTM A234 Grade WPB , Type W, SCH/THK S-STD
SockoletR, Reducing , MSS SP-97 , Class 3000 , Socket Welded End , ASTM A105N ,-
45 Degree Long Radius Elbow , ASME B16.9 , Beveled End , ASTM A234 Grade WPB ,Type W, SCH/THK S-STD
Nipple , ASME B36.10 , Plain End x Male Threaded End , ASTM A106-B , 4in Long ,Seamless, SCH/THK S-XS
Plug Hexagonal Head , ASME B16.11 , Male Threaded End , ASTM A105N
Ball Valve , Generic manufacturer , 600 psig , Female Threaded End , Two PieceFloating Ball , Lever Operator , Bronzeor Brass Body , Bronze or Bronze Trim ,PTFE Packing , PTFE Seat , StandardClean (SC) acc. to 4WPI-SW70001
SEE PIPING SUPPORT INDEX
SEE PIPING SUPPORT INDEX
SEE PIPING SUPPORT INDEX
SEE PIPING SUPPORT INDEX
SEE PIPING SUPPORT INDEX
Pipe , ASME B36.10 , Beveled End , ASTM A53-B , Electric Resistance Welded (Ej =0.85), SCH/THK S-STD
SockoletR, Reducing , MSS SP-97 , Class 3000 , Socket Welded End , ASTM A105N ,-
90 Degree Long Radius Elbow , ASME B16.9 , Beveled End , ASTM A234 Grade WPB ,Type W, SCH/THK S-STD
Pipe , ASME B36.10 , Plain End , ASTM A106-B , Seamless, SCH/THK S-STD
Eccentric Swage , MSS SP-95 , Beveled End x Plain End , ASTM A234 Grade WPB ,Type S, SCH/THK S-STD
90 Degree Elbow , ASME B16.11 , Class 3000 , Socket Welded End , ASTM A105N ,-
Nipple , ASME B36.10 , Plain End x Male Threaded End , ASTM A106-B , 4in Long ,Seamless, SCH/THK S-XS
Socket Weld Flange , ASME B16.5 , Class 150 , Raised-face flanged end , ASTMA105N ,-
Flat Gasket, Non-Metallic, Solid , ASME B16.21 , Class 150 , Raised-face flangedend , Compressed non-asbestos sheet orfiber , 1.6 mm (0.063 in) Thick
Stud Bolt (IN-MM) - , ASTM A193 Grade B7 , Studs - 75 mm Length
Hexagonal Head Nut , ASME B18.2.2 Heavy Hex , ASTM A563 Grade A
SEE PIPING SUPPORT INDEX
Pipe , ASME B36.10 , Plain End , ASTM A106-B , Seamless, SCH/THK S-STD
Nipple , ASME B36.10 , Plain End x Male Threaded End , ASTM A106-B , 4in Long ,Seamless, SCH/THK S-XS
Union Head , MSS SP-83 , Class 3000 , Socket Welded End , ASTM A105N ,Integral Seat
Union Tail , MSS SP-83 , Class 3000 , Socket Welded End , ASTM A105N ,Integral Seat
90 Degree Elbow , ASME B16.11 , Class 3000 , Socket Welded End , ASTM A105N ,-
Ball Valve , Generic manufacturer , 600 psig , Female Threaded End , Two PieceFloating Ball , Lever Operator , Bronzeor Brass Body , Bronze or Bronze Trim ,PTFE Packing , PTFE Seat , StandardClean (SC) acc. to 4WPI-SW70001
Pipe , ASME B36.10 , Beveled End , ASTM A53-B , Electric Resistance Welded (Ej =0.85), SCH/THK S-STD
SockoletR, Reducing , MSS SP-97 , Class 3000 , Socket Welded End , ASTM A105N ,-
90 Degree Long Radius Elbow , ASME B16.9 , Beveled End , ASTM A234 Grade WPB ,Type W, SCH/THK S-STD
Pipe , ASME B36.10 , Plain End , ASTM A106-B , Seamless, SCH/THK S-STD
Eccentric Swage , MSS SP-95 , Beveled End x Plain End , ASTM A234 Grade WPB ,Type S, SCH/THK S-STD
Socket Weld Flange , ASME B16.5 , Class 150 , Raised-face flanged end , ASTMA105N ,-
Flat Gasket, Non-Metallic, Solid , ASME B16.21 , Class 150 , Raised-face flangedend , Compressed non-asbestos sheet orfiber , 1.6 mm (0.063 in) Thick
Stud Bolt (IN-MM) - , ASTM A193 Grade B7 , Studs - 75 mm Length
Hexagonal Head Nut , ASME B18.2.2 Heavy Hex , ASTM A563 Grade A
SEE PIPING SUPPORT INDEX
Pipe , ASME B36.10 , Plain End , ASTM A106-B , Seamless, SCH/THK S-STD
90 Degree Elbow , ASME B16.11 , Class 3000 , Socket Welded End , ASTM A105N ,-
Nipple , ASME B36.10 , Plain End x Male Threaded End , ASTM A106-B , 4in Long ,Seamless, SCH/THK S-XS
Union Head , MSS SP-83 , Class 3000 , Socket Welded End , ASTM A105N ,Integral Seat
Union Tail , MSS SP-83 , Class 3000 , Socket Welded End , ASTM A105N ,Integral Seat
Ball Valve , Generic manufacturer , 600 psig , Female Threaded End , Two PieceFloating Ball , Lever Operator , Bronzeor Brass Body , Bronze or Bronze Trim ,PTFE Packing , PTFE Seat , StandardClean (SC) acc. to 4WPI-SW70001
Pipe , ASME B36.10 , Beveled End , ASTM A53-B , Electric Resistance Welded (Ej =0.85), SCH/THK S-STD
SockoletR, Reducing , MSS SP-97 , Class 3000 , Socket Welded End , ASTM A105N ,-
90 Degree Long Radius Elbow , ASME B16.9 , Beveled End , ASTM A234 Grade WPB ,Type W, SCH/THK S-STD
Eccentric Swage , MSS SP-95 , Beveled End x Plain End , ASTM A234 Grade WPB ,Type S, SCH/THK S-STD
Socket Weld Flange , ASME B16.5 , Class 150 , Raised-face flanged end , ASTMA105N ,-
Flat Gasket, Non-Metallic, Solid , ASME B16.21 , Class 150 , Raised-face flangedend , Compressed non-asbestos sheet orfiber , 1.6 mm (0.063 in) Thick
Stud Bolt (IN-MM) - , ASTM A193 Grade B7 , Studs - 75 mm Length
Hexagonal Head Nut , ASME B18.2.2 Heavy Hex , ASTM A563 Grade A
SEE PIPING SUPPORT INDEX
SEE PIPING SUPPORT INDEX
Pipe , ASME B36.10 , Beveled End , ASTM A53-B , Electric Resistance Welded (Ej =0.85), SCH/THK S-STD
SockoletR, Reducing , MSS SP-97 , Class 3000 , Socket Welded End , ASTM A105N ,-
90 Degree Long Radius Elbow , ASME B16.9 , Beveled End , ASTM A234 Grade WPB ,Type W, SCH/THK S-STD
Eccentric Swage , MSS SP-95 , Beveled End x Plain End , ASTM A234 Grade WPB ,Type S, SCH/THK S-STD
Socket Weld Flange , ASME B16.5 , Class 150 , Raised-face flanged end , ASTMA105N ,-
Flat Gasket, Non-Metallic, Solid , ASME B16.21 , Class 150 , Raised-face flangedend , Compressed non-asbestos sheet orfiber , 1.6 mm (0.063 in) Thick
Stud Bolt (IN-MM) - , ASTM A193 Grade B7 , Studs - 75 mm Length
Hexagonal Head Nut , ASME B18.2.2 Heavy Hex , ASTM A563 Grade A
SEE PIPING SUPPORT INDEX
SEE PIPING SUPPORT INDEX
Pipe , ASME B36.10 , Beveled End , ASTM A53-B , Electric Resistance Welded (Ej =0.85), SCH/THK S-STD
SockoletR, Reducing , MSS SP-97 , Class 3000 , Socket Welded End , ASTM A105N ,-
Pipe , ASME B36.10 , Plain End , ASTM A106-B , Seamless, SCH/THK S-STD
90 Degree Elbow , ASME B16.11 , Class 3000 , Socket Welded End , ASTM A105N ,-
Coupling / Connector , ASME B16.11 , Class 3000 , Socket Welded End , ASTMA105N , -
Nipple , ASME B36.10 , Plain End x Male Threaded End , ASTM A106-B , 4in Long ,Seamless, SCH/THK S-XS
Plug Hexagonal Head , ASME B16.11 , Male Threaded End , ASTM A105N
Slip-On Flange , ASME B16.5 , Class 150, Raised-face flanged end , ASTM A105N
Flat Gasket, Non-Metallic, Solid , ASME B16.21 , Class 150 , Raised-face flangedend , Compressed non-asbestos sheet orfiber , 1.6 mm (0.063 in) Thick
Stud Bolt (IN-MM) - , ASTM A193 Grade B7 , Studs - 100 mm Length
Hexagonal Head Nut , ASME B18.2.2 Heavy Hex , ASTM A563 Grade A
Ball Valve , Generic manufacturer , 600 psig , Female Threaded End , Two PieceFloating Ball , Lever Operator , Bronzeor Brass Body , Bronze or Bronze Trim ,PTFE Packing , PTFE Seat , StandardClean (SC) acc. to 4WPI-SW70001
SEE PIPING SUPPORT INDEX
SEE PIPING SUPPORT INDEX
SEE PIPING SUPPORT INDEX
SEE PIPING SUPPORT INDEX
SEE PIPING SUPPORT INDEX
Pipe , ASME B36.10 , Beveled End , ASTM A53-B , Electric Resistance Welded (Ej =0.85), SCH/THK S-STD
Concentric Reducer , ASME B16.9 , Beveled End , ASTM A234 Grade WPB , TypeW, SCH/THK S-STD
90 Degree Long Radius Elbow , ASME B16.9 , Beveled End , ASTM A234 Grade WPB ,Type W, SCH/THK S-STD
SockoletR, Reducing , MSS SP-97 , Class 3000 , Socket Welded End , ASTM A105N ,-
90 Degree Long Radius Elbow , ASME B16.9 , Beveled End , ASTM A234 Grade WPB ,Type W, SCH/THK S-STD
SEE PIPING SUPPORT INDEX
SEE PIPING SUPPORT INDEX
SEE PIPING SUPPORT INDEX
SEE PIPING SUPPORT INDEX
SEE PIPING SUPPORT INDEX
Pipe , ASME B36.10 , Plain End , ASTM A106-B , Seamless, SCH/THK S-STD
90 Degree Elbow , ASME B16.11 , Class 3000 , Socket Welded End , ASTM A105N ,-
Coupling / Connector , ASME B16.11 , Class 3000 , Socket Welded End , ASTMA105N , -
Nipple , ASME B36.10 , Plain End x Male Threaded End , ASTM A106-B , 4in Long ,Seamless, SCH/THK S-XS
Plug Hexagonal Head , ASME B16.11 , MaleThreaded End , ASTM A105N
Ball Valve , Generic manufacturer , 600 psig , Female Threaded End , Two PieceFloating Ball , Lever Operator , Bronzeor Brass Body , Bronze or Bronze Trim ,PTFE Packing , PTFE Seat , StandardClean (SC) acc. to 4WPI-SW70001
SEE PIPING SUPPORT INDEX
SEE PIPING SUPPORT INDEX
Pipe , ASME B36.10 , Beveled End , ASTM A53-B , Electric Resistance Welded (Ej =0.85), SCH/THK S-STD
Pipe , ASME B36.10 , Beveled End , ASTM A53-B , Electric Resistance Welded (Ej =0.85), SCH/THK S-STD
Concentric Reducer , ASME B16.9 , Beveled End , ASTM A234 Grade WPB , TypeW, SCH/THK S-STD
SockoletR, Reducing , MSS SP-97 , Class 3000 , Socket Welded End , ASTM A105N ,-
90 Degree Long Radius Elbow , ASME B16.9 , Beveled End , ASTM A234 Grade WPB ,Type W, SCH/THK S-STD
90 Degree Long Radius Elbow , ASME B16.9 , Beveled End , ASTM A234 Grade WPB ,Type W, SCH/THK S-STD
Pipe , ASME B36.10 , Plain End , ASTM A106-B , Seamless, SCH/THK S-STD
90 Degree Elbow , ASME B16.11 , Class3000 , Socket Welded End , ASTM A105N ,-
Slip-On Flange , ASME B16.5 , Class 150, Raised-face flanged end , ASTM A105N,-
Flat Gasket, Non-Metallic, Solid , ASME B16.21 , Class 150 , Raised-face flangedend , Compressed non-asbestos sheet orfiber , 1.6 mm (0.063 in) Thick
Stud Bolt (IN-MM) - , ASTM A193 Grade B7 , Studs - 100 mm Length
Hexagonal Head Nut , ASME B18.2.2 HeavyHex , ASTM A563 Grade A
SEE PIPING SUPPORT INDEX
SEE PIPING SUPPORT INDEX
Pipe , ASME B36.10 , Plain End , ASTM A106-B , Seamless, SCH/THK S-STD
90 Degree Elbow , ASME B16.11 , Class3000 , Socket Welded End , ASTM A105N ,-
Coupling / Connector , ASME B16.11 ,Class 3000 , Socket Welded End , ASTMA105N , -
Nipple , ASME B36.10 , Plain End x Male Threaded End , ASTM A106-B , 4in Long ,Seamless, SCH/THK S-XS
Plug Hexagonal Head , ASME B16.11 , Male Threaded End , ASTM A105N
Ball Valve , Generic manufacturer , 600psig , Female Threaded End , Two PieceFloating Ball , Lever Operator , Bronzeor Brass Body , Bronze or Bronze Trim ,PTFE Packing , PTFE Seat , StandardClean (SC) acc. to 4WPI-SW70001
SEE PIPING SUPPORT INDEX
SEE PIPING SUPPORT INDEX
Pipe , ASME B36.10 , Beveled End , ASTM A53-B , Electric Resistance Welded (Ej =0.85), SCH/THK S-STD
SockoletR, Reducing , MSS SP-97 , Class3000 , Socket Welded End , ASTM A105N ,-
90 Degree Long Radius Elbow , ASME B16.9 , Beveled End , ASTM A234 Grade WPB ,Type W, SCH/THK S-STD
Pipe , ASME B36.10 , Plain End , ASTM A106-B , Seamless, SCH/THK S-STD
90 Degree Elbow , ASME B16.11 , Class3000 , Socket Welded End , ASTM A105N ,-
Coupling / Connector , ASME B16.11 ,Class 3000 , Socket Welded End , ASTMA105N , -
Nipple , ASME B36.10 , Plain End x Male Threaded End , ASTM A106-B , 4in Long ,Seamless, SCH/THK S-XS
Plug Hexagonal Head , ASME B16.11 , Male Threaded End , ASTM A105N
Ball Valve , Generic manufacturer , 600psig , Female Threaded End , Two PieceFloating Ball , Lever Operator , Bronzeor Brass Body , Bronze or Bronze Trim ,PTFE Packing , PTFE Seat , StandardClean (SC) acc. to 4WPI-SW70001
SEE PIPING SUPPORT INDEX
SEE PIPING SUPPORT INDEX
SEE PIPING SUPPORT INDEX
SEE PIPING SUPPORT INDEX
SEE PIPING SUPPORT INDEX
SEE PIPING SUPPORT INDEX
SEE PIPING SUPPORT INDEX
SEE PIPING SUPPORT INDEX
SEE PIPING SUPPORT INDEX
Pipe , ASME B36.10 , Beveled End , ASTM A106-B , Seamless, SCH/THK S-STD
90 Degree Long Radius Elbow , ASME B16.9 , Beveled End , ASTM A234 Grade WPB ,Type S, SCH/THK S-STD
Weld Neck Flange , ASME B16.5 , Class150 , Raised-face flanged end , ASTMA105N ,-, SCH/THK S-STD
Spiral Wound Gasket , ASME B16.20, for ASME B16.5 Flanges , Class 150 , 304stainless steel (18 Cr-8 Ni) ,w/flexible graphite filler , w/304 SSinner ring and CS outer ring , Lowstress
Stud Bolt (IN-MM) - , ASTM A193 Grade B7, Studs - 95 mm Length
Hexagonal Head Nut , ASME B18.2.2 Heavy Hex , ASTM A194 Grade 2H
SEE PIPING SUPPORT INDEX
SEE PIPING SUPPORT INDEX
SEE PIPING SUPPORT INDEX
SEE PIPING SUPPORT INDEX
SEE PIPING SUPPORT INDEX
SEE PIPING SUPPORT INDEX
SEE PIPING SUPPORT INDEX
Pipe , ASME B36.10 , Plain End , ASTM A106-B , Seamless, SCH/THK S-STD
90 Degree Elbow , ASME B16.11 , Class3000 , Socket Welded End , ASTM A105N ,-
Coupling / Connector , ASME B16.11 , Class 3000 , Socket Welded End , ASTMA105N , -
Socket Weld Flange , ASME B16.5 , Class 150 , Raised-face flanged end , ASTMA105N ,-
Flat Gasket, Non-Metallic, Solid , ASME B16.21 , Class 150 , Raised-face flangedend , Compressed non-asbestos sheet orfiber , 1.6 mm (0.063 in) Thick
Stud Bolt (IN-MM) - , ASTM A193 Grade B7, Studs - 80 mm Length
Hexagonal Head Nut , ASME B18.2.2 HeavyHex , ASTM A194 Grade 2H
SEE PIPING SUPPORT INDEX
SEE PIPING SUPPORT INDEX
SEE PIPING SUPPORT INDEX
SEE PIPING SUPPORT INDEX
SEE PIPING SUPPORT INDEX
Pipe , ASME B36.10 , Beveled End , ASTM A106-B , Seamless, SCH/THK S-STD
90 Degree Long Radius Elbow , ASME B16.9, Beveled End , ASTM A234 Grade WPB ,Type S, SCH/THK S-STD
Weld Neck Flange , ASME B16.5 , Class 150 , Raised-face flanged end , ASTMA105N ,-, SCH/THK S-STD
Spiral Wound Gasket , ASME B16.20, for ASME B16.5 Flanges , Class 150 , 304stainless steel (18 Cr-8 Ni) ,w/flexible graphite filler , w/304 SSinner ring and CS outer ring , Lowstress
Stud Bolt (IN-MM) - , ASTM A193 Grade B7, Studs - 120 mm Length
Hexagonal Head Nut , ASME B18.2.2 HeavyHex , ASTM A194 Grade 2H
SEE PIPING SUPPORT INDEX
SEE PIPING SUPPORT INDEX
SEE PIPING SUPPORT INDEX
SEE PIPING SUPPORT INDEX
SEE PIPING SUPPORT INDEX
Pipe , ASME B36.19 , Beveled End , ASTM A312 Grade TP304/TP304L , Seamless,SCH/THK S-10S
90 Degree Long Radius Elbow , ASME B16.9 , Beveled End , ASTM A403 GradeWP304/WP304L , Type S, SCH/THK S-10S
Weld Neck Flange , ASME B16.5 , Class150 , Raised-face flanged end , ASTMA182 Grade F 304/F 304L ,-, SCH/THKS-10S
SEE PIPING SUPPORT INDEX
Spiral Wound Gasket , ASME B16.20, for ASME B16.5 Flanges , Class 150 , 304stainless steel (18 Cr-8 Ni) ,w/flexible graphite filler , w/304 SSinner ring and CS outer ring , Lowstress
Stud Bolt (IN-MM) - , ASTM A193 GradeB8, Class 2 , Studs - 105 mm Length
Hexagonal Head Nut , ASME B18.2.2 HeavyHex , ASTM A194 Grade 8
SEE PIPING SUPPORT INDEX
SEE PIPING SUPPORT INDEX
SEE PIPING SUPPORT INDEX
SEE PIPING SUPPORT INDEX
Pipe , ASME B36.10 , Beveled End , ASTM A106-B , Seamless, SCH/THK S-STD
90 Degree Long Radius Elbow , ASME B16.9 , Beveled End , ASTM A234 Grade WPB ,Type S, SCH/THK S-STD
Weld Neck Flange , ASME B16.5 , Class150 , Raised-face flanged end , ASTMA105N ,-, SCH/THK S-STD
SEE PIPING SUPPORT INDEX
Spiral Wound Gasket , ASME B16.20, for ASME B16.5 Flanges , Class 150 , 304stainless steel (18 Cr-8 Ni) ,w/flexible graphite filler , w/304 SSinner ring and CS outer ring , Lowstress
Stud Bolt (IN-MM) - , ASTM A193 Grade B7, Studs - 105 mm Length
Hexagonal Head Nut , ASME B18.2.2 HeavyHex , ASTM A194 Grade 2H
SEE PIPING SUPPORT INDEX
SEE PIPING SUPPORT INDEX
Pipe , ASME B36.10 , Beveled End , ASTM A53-B , Electric Resistance Welded (Ej =0.85), SCH/THK S-STD
SockoletR, Reducing , MSS SP-97 , Class3000 , Socket Welded End , ASTM A105N ,-
Pipe , ASME B36.10 , Plain End , ASTM A106-B , Seamless, SCH/THK S-STD
90 Degree Elbow , ASME B16.11 , Class 3000 , Socket Welded End , ASTM A105N ,-
Coupling / Connector , ASME B16.11 ,Class 3000 , Socket Welded End , ASTMA105N , -
Nipple , ASME B36.10 , Plain End x Male Threaded End , ASTM A106-B , 4in Long ,Seamless, SCH/THK S-XS
Plug Hexagonal Head , ASME B16.11 , MaleThreaded End , ASTM A105N
Slip-On Flange , ASME B16.5 , Class 150, Raised-face flanged end , ASTM A105N,-
Flat Gasket, Non-Metallic, Solid , ASME B16.21 , Class 150 , Raised-face flangedend , Compressed non-asbestos sheet orfiber , 1.6 mm (0.063 in) Thick
Stud Bolt (IN-MM) - , ASTM A193 Grade B7 , Studs - 100 mm Length
Hexagonal Head Nut , ASME B18.2.2 Heavy Hex , ASTM A563 Grade A
Ball Valve , Generic manufacturer , 600psig , Female Threaded End , Two PieceFloating Ball , Lever Operator , Bronzeor Brass Body , Bronze or Bronze Trim ,PTFE Packing , PTFE Seat , StandardClean (SC) acc. to 4WPI-SW70001
SEE PIPING SUPPORT INDEX
SEE PIPING SUPPORT INDEX
SEE PIPING SUPPORT INDEX
SEE PIPING SUPPORT INDEX
SEE PIPING SUPPORT INDEX
Pipe , ASME B36.10 , Beveled End , ASTM A53-B , Electric Resistance Welded (Ej =0.85), SCH/THK S-STD
Concentric Reducer , ASME B16.9 , Beveled End , ASTM A234 Grade WPB , TypeW, SCH/THK S-STD
90 Degree Long Radius Elbow , ASME B16.9, Beveled End , ASTM A234 Grade WPB ,Type W, SCH/THK S-STD
90 Degree Long Radius Elbow , ASME B16.9 , Beveled End , ASTM A234 Grade WPB ,Type W, SCH/THK S-STD
SEE PIPING SUPPORT INDEX
SEE PIPING SUPPORT INDEX
SEE PIPING SUPPORT INDEX
SEE PIPING SUPPORT INDEX
SEE PIPING SUPPORT INDEX
Pipe , ASME B36.10 , Beveled End , ASTM A53-B , Electric Resistance Welded (Ej =0.85), SCH/THK S-STD
SockoletR, Reducing , MSS SP-97 , Class 3000 , Socket Welded End , ASTM A105N ,-
Pipe , ASME B36.10 , Plain End , ASTM A106-B , Seamless, SCH/THK S-STD
90 Degree Elbow , ASME B16.11 , Class3000 , Socket Welded End , ASTM A105N ,-
Coupling / Connector , ASME B16.11 , Class 3000 , Socket Welded End , ASTMA105N , -
Nipple , ASME B36.10 , Plain End x Male Threaded End , ASTM A106-B , 4in Long ,Seamless, SCH/THK S-XS
Plug Hexagonal Head , ASME B16.11 , MaleThreaded End , ASTM A105N
Slip-On Flange , ASME B16.5 , Class 150 , Raised-face flanged end , ASTM A105N,-
Flat Gasket, Non-Metallic, Solid , ASME B16.21 , Class 150 , Raised-face flangedend , Compressed non-asbestos sheet orfiber , 1.6 mm (0.063 in) Thick
Stud Bolt (IN-MM) - , ASTM A193 Grade B7, Studs - 100 mm Length
Hexagonal Head Nut , ASME B18.2.2 HeavyHex , ASTM A563 Grade A
Ball Valve , Generic manufacturer , 600psig , Female Threaded End , Two PieceFloating Ball , Lever Operator , Bronzeor Brass Body , Bronze or Bronze Trim ,PTFE Packing , PTFE Seat , StandardClean (SC) acc. to 4WPI-SW70001
SEE PIPING SUPPORT INDEX
SEE PIPING SUPPORT INDEX
SEE PIPING SUPPORT INDEX
SEE PIPING SUPPORT INDEX
Pipe , ASME B36.10 , Beveled End , ASTM A53-B , Electric Resistance Welded (Ej =0.85), SCH/THK S-STD
Concentric Reducer , ASME B16.9 ,Beveled End , ASTM A234 Grade WPB , TypeW, SCH/THK S-STD
90 Degree Long Radius Elbow , ASME B16.9 , Beveled End , ASTM A234 Grade WPB ,Type W, SCH/THK S-STD
90 Degree Long Radius Elbow , ASME B16.9 , Beveled End , ASTM A234 Grade WPB ,Type W, SCH/THK S-STD
SEE PIPING SUPPORT INDEX
SEE PIPING SUPPORT INDEX
SEE PIPING SUPPORT INDEX
SEE PIPING SUPPORT INDEX
SEE PIPING SUPPORT INDEX
Pipe , ASME B36.10 , Beveled End , ASTM A53-B , Electric Resistance Welded (Ej =0.85), SCH/THK S-STD
SockoletR, Reducing , MSS SP-97 , Class3000 , Socket Welded End , ASTM A105N ,-
SEE PIPING SUPPORT INDEX
Pipe , ASME B36.10 , Plain End , ASTM A106-B , Seamless, SCH/THK S-STD
90 Degree Elbow , ASME B16.11 , Class 3000 , Socket Welded End , ASTM A105N ,-
Coupling / Connector , ASME B16.11 ,Class 3000 , Socket Welded End , ASTMA105N , -
Nipple , ASME B36.10 , Plain End x MaleThreaded End , ASTM A106-B , 4in Long ,Seamless, SCH/THK S-XS
Plug Hexagonal Head , ASME B16.11 , MaleThreaded End , ASTM A105N
Slip-On Flange , ASME B16.5 , Class 150 , Raised-face flanged end , ASTM A105N,-
Flat Gasket, Non-Metallic, Solid , ASME B16.21 , Class 150 , Raised-face flangedend , Compressed non-asbestos sheet orfiber , 1.6 mm (0.063 in) Thick
Stud Bolt (IN-MM) - , ASTM A193 Grade B7, Studs - 90 mm Length
Hexagonal Head Nut , ASME B18.2.2 HeavyHex , ASTM A563 Grade A
Ball Valve , Generic manufacturer , 600psig , Female Threaded End , Two PieceFloating Ball , Lever Operator , Bronzeor Brass Body , Bronze or Bronze Trim ,PTFE Packing , PTFE Seat , StandardClean (SC) acc. to 4WPI-SW70001
SEE PIPING SUPPORT INDEX
SEE PIPING SUPPORT INDEX
SEE PIPING SUPPORT INDEX
SEE PIPING SUPPORT INDEX
SEE PIPING SUPPORT INDEX
SEE PIPING SUPPORT INDEX
Pipe , ASME B36.10 , Beveled End , ASTM A53-B , Electric Resistance Welded (Ej =0.85), SCH/THK S-STD
90 Degree Long Radius Elbow , ASME B16.9, Beveled End , ASTM A234 Grade WPB ,Type W, SCH/THK S-STD
SEE PIPING SUPPORT INDEX
SEE PIPING SUPPORT INDEX
SEE PIPING SUPPORT INDEX
SEE PIPING SUPPORT INDEX
SEE PIPING SUPPORT INDEX
Weld Neck Flange , ASME B16.5 , Class150 , Raised-face flanged end , ASTMA105N ,-, SCH/THK S-STD
Pipe , ASME B36.10 , Plain End , ASTM A106-B , Seamless, SCH/THK S-STD
Concentric Swage , MSS SP-95 , BeveledEnd x Plain End , ASTM A234 Grade WPB ,Type S, SCH/THK S-STD
90 Degree Elbow , ASME B16.11 , Class3000 , Socket Welded End , ASTM A105N ,-
Coupling / Connector , ASME B16.11 ,Class 3000 , Socket Welded End , ASTMA105N , -
Spiral Wound Gasket , ASME B16.20, for ASME B16.5 Flanges , Class 150 , 304stainless steel (18 Cr-8 Ni) ,w/flexible graphite filler , w/304 SSinner ring and CS outer ring , Lowstress
Stud Bolt (IN-MM) - , ASTM A193 Grade B7, Studs - 95 mm Length
Hexagonal Head Nut , ASME B18.2.2 HeavyHex , ASTM A194 Grade 2H
SEE PIPING SUPPORT INDEX
SEE PIPING SUPPORT INDEX
SEE PIPING SUPPORT INDEX
SEE PIPING SUPPORT INDEX
SEE PIPING SUPPORT INDEX
SEE PIPING SUPPORT INDEX
SEE PIPING SUPPORT INDEX
Pipe , ASME B36.10 , Plain End , ASTM A106-B , Seamless, SCH/THK S-STD
Concentric Swage , MSS SP-95 , Plain End, ASTM A234 Grade WPB , Type S, SCH/THKS-STD
90 Degree Elbow , ASME B16.11 , Class3000 , Socket Welded End , ASTM A105N ,-
Coupling / Connector , ASME B16.11 ,Class 3000 , Socket Welded End , ASTMA105N , -
Socket Weld Flange , ASME B16.5 , Class 150 , Raised-face flanged end , ASTMA105N ,-
Flat Gasket, Non-Metallic, Solid , ASME B16.21 , Class 150 , Raised-face flangedend , Compressed non-asbestos sheet orfiber , 1.6 mm (0.063 in) Thick
Stud Bolt (IN-MM) - , ASTM A193 Grade B7, Studs - 80 mm Length
Hexagonal Head Nut , ASME B18.2.2 HeavyHex , ASTM A194 Grade 2H
SEE PIPING SUPPORT INDEX
SEE PIPING SUPPORT INDEX
SEE PIPING SUPPORT INDEX
Pipe , ASME B36.10 , Plain End , ASTM A106-B , Seamless, SCH/THK S-STD
Coupling / Connector , ASME B16.11 ,Class 3000 , Socket Welded End , ASTMA105N , -
90 Degree Elbow , ASME B16.11 , Class3000 , Socket Welded End , ASTM A105N ,-
SEE PIPING SUPPORT INDEX
SEE PIPING SUPPORT INDEX
SEE PIPING SUPPORT INDEX
SEE PIPING SUPPORT INDEX
SEE PIPING SUPPORT INDEX
Pipe , ASME B36.10 , Beveled End , ASTM A106-B , Seamless, SCH/THK S-STD
90 Degree Long Radius Elbow , ASME B16.9 , Beveled End , ASTM A234 Grade WPB ,Type S, SCH/THK S-STD
Weld Neck Flange , ASME B16.5 , Class150 , Raised-face flanged end , ASTMA105N ,-, SCH/THK S-STD
Spiral Wound Gasket , ASME B16.20, for ASME B16.5 Flanges , Class 150 , 304stainless steel (18 Cr-8 Ni) ,w/flexible graphite filler , w/304 SSinner ring and CS outer ring , Lowstress
Stud Bolt (IN-MM) - , ASTM A193 Grade B7, Studs - 120 mm Length
Hexagonal Head Nut , ASME B18.2.2 HeavyHex , ASTM A194 Grade 2H
SEE PIPING SUPPORT INDEX
SEE PIPING SUPPORT INDEX
SEE PIPING SUPPORT INDEX
SEE PIPING SUPPORT INDEX
SEE PIPING SUPPORT INDEX
SEE PIPING SUPPORT INDEX
SEE PIPING SUPPORT INDEX
Weld Neck Flange , ASME B16.5 , Class150 , Raised-face flanged end , ASTMA182 Grade F 304/F 304L ,-, SCH/THKS-10S
SEE PIPING SUPPORT INDEX
Pipe , ASME B36.19 , Plain End , ASTM A312 Grade TP304/TP304L , Seamless,SCH/THK S-10S
Concentric Swage , MSS SP-95 , Beveled End x Plain End , ASTM A403 GradeWP304/WP304L , Type S, SCH/THK S-10S
90 Degree Elbow , ASME B16.11 , Class3000 , Socket Welded End , ASTM A182Grade F 304/F 304L
Spiral Wound Gasket , ASME B16.20, for ASME B16.5 Flanges , Class 150 , 304stainless steel (18 Cr-8 Ni) ,w/flexible graphite filler , w/304 SSinner ring and CS outer ring , Lowstress
Stud Bolt (IN-MM) - , ASTM A193 Grade B8, Class 2 , Studs - 105 mm Length
Hexagonal Head Nut , ASME B18.2.2 HeavyHex , ASTM A194 Grade 8
SEE PIPING SUPPORT INDEX
SEE PIPING SUPPORT INDEX
SEE PIPING SUPPORT INDEX
SEE PIPING SUPPORT INDEX
SEE PIPING SUPPORT INDEX
SEE PIPING SUPPORT INDEX
SEE PIPING SUPPORT INDEX
Pipe , ASME B36.10 , Beveled End , ASTM A106-B , Seamless, SCH/THK S-STD
90 Degree Long Radius Elbow , ASME B16.9 , Beveled End , ASTM A234 Grade WPB ,Type S, SCH/THK S-STD
Weld Neck Flange , ASME B16.5 , Class150 , Raised-face flanged end , ASTMA105N ,-, SCH/THK S-STD
SEE PIPING SUPPORT INDEX
Spiral Wound Gasket , ASME B16.20, for ASME B16.5 Flanges , Class 150 , 304stainless steel (18 Cr-8 Ni) ,w/flexible graphite filler , w/304 SSinner ring and CS outer ring , Lowstress
Stud Bolt (IN-MM) - , ASTM A193 Grade B7, Studs - 105 mm Length
Hexagonal Head Nut , ASME B18.2.2 HeavyHex , ASTM A194 Grade 2H
SEE PIPING SUPPORT INDEX
SEE PIPING SUPPORT INDEX
Pipe , ASME B36.19 , Beveled End , ASTM A312 Grade TP304/TP304L , Seamless,SCH/THK S-10S
90 Degree Long Radius Elbow , ASME B16.9 , Beveled End , ASTM A403 GradeWP304/WP304L , Type S, SCH/THK S-10S
Weld Neck Flange , ASME B16.5 , Class 150 , Raised-face flanged end , ASTMA182 Grade F 304/F 304L ,-, SCH/THKS-10SERECTION MATERIALS
Spiral Wound Gasket , ASME B16.20, for ASME B16.5 Flanges , Class 150 , 304stainless steel (18 Cr-8 Ni) ,w/flexible graphite filler , w/304 SSinner ring and 304 SS outer ring , Lowstress , Oxygen Clean (AA) acc. to4WPI-SW70003
Stud Bolt (IN-MM) - , ASTM A193 Grade B8, Class 2 , Studs - 175 mm Length
Hexagonal Head Nut , ASME B18.2.2 Heavy Hex , ASTM A194 Grade 8
SEE PIPING SUPPORT INDEX
SEE PIPING SUPPORT INDEX
SEE PIPING SUPPORT INDEX
SEE PIPING SUPPORT INDEX
SEE PIPING SUPPORT INDEX
SEE PIPING SUPPORT INDEX
SEE PIPING SUPPORT INDEX
SEE PIPING SUPPORT INDEX
Pipe , ASME B36.19 , Beveled End , ASTM A312 Grade TP304/TP304L , Seamless,SCH/THK S-10S
SockoletR, Reducing , MSS SP-97 , Class 3000 , Socket Welded End , ASTM A182Grade F 304/F 304L3 90 Degree Long Radius Elbow , ASME B16.9
90 Degree Long Radius Elbow , ASME B16.9 , Beveled End , ASTM A403 GradeWP304/WP304L , Type S, SCH/THK S-10S
Cap , ASME B16.9 , Beveled End , ASTM A403 Grade WP304/WP304L , Type S,SCH/THK S-10S
Weld Neck Flange , ASME B16.5 , Class 150 , Raised-face flanged end , ASTMA182 Grade F 304/F 304L ,-, SCH/THKS-10S
Pipe , ASME B36.19 , Plain End , ASTM A312 Grade TP304/TP304L , Seamless,SCH/THK S-10S
Plug Hexagonal Head , ASME B16.11 , Male Threaded End , ASTM A182 Grade F 304/F304L
Spiral Wound Gasket , ASME B16.20, for ASME B16.5 Flanges , Class 150 , 304stainless steel (18 Cr-8 Ni) ,w/flexible graphite filler , w/304 SSinner ring and 304 SS outer ring , Lowstress , Oxygen Clean (AA) acc. to4WPI-SW70003
Stud Bolt (IN-MM) - , ASTM A193 Grade B8, Class 2 , Studs - 125 mm Length
Hexagonal Head Nut , ASME B18.2.2 Heavy Hex , ASTM A194 Grade 8
Butterfly Valve, Wafer Type , API 609 Category B , Class 150 , Raised-facethru-bolted end without bolt holes ,Manual gear operator , ASTM A351-CF8M ,316 SS Disk , RPTFE Seat , StainlessSteel Type 17-4 PH Shaft , Process Clean(B) acc. to 4WPI-SW70002
Globe Valve , AP SPEC-ENG-MS009 , Class 300 , Socket Welded End x FemaleThreaded End , Bolted Bonnet , HandwheelOperator , ASTM A351-CF8 , BronzeTopworks , Resilient Seat , ProcessClean (B) acc. to 4WPI-SW70002 , InsideScrew with Rising Stem , CryogenicService
SEE PIPING SUPPORT INDEX
SEE PIPING SUPPORT INDEX
SEE PIPING SUPPORT INDEX
Pipe , ASME B36.19 , Beveled End , ASTM A312 Grade TP304/TP304L , Seamless,SCH/THK S-10S
90 Degree Long Radius Elbow , ASME B16.9 , Beveled End , ASTM A403 GradeWP304/WP304L , Type S, SCH/THK S-10S
SEE PIPING SUPPORT INDEX
SEE PIPING SUPPORT INDEX
Pipe , ASME B36.19 , Beveled End , ASTM A312 Grade TP304/TP304L , Seamless,SCH/THK S-10S
90 Degree Long Radius Elbow , ASME B16.9 , Beveled End , ASTM A403 GradeWP304/WP304L , Type S, SCH/THK S-10S
SEE PIPING SUPPORT INDEX
SEE PIPING SUPPORT INDEX
SEE PIPING SUPPORT INDEX
SEE PIPING SUPPORT INDEX
SEE PIPING SUPPORT INDEX
SEE PIPING SUPPORT INDEX
SEE PIPING SUPPORT INDEX
SEE PIPING SUPPORT INDEX
SEE PIPING SUPPORT INDEX
Pipe , ASME B36.19 , Beveled End , ASTM A312 Grade TP304/TP304L , Seamless,SCH/THK S-10S
Reducing Tee , ASME B16.9 , Beveled End , ASTM A403 Grade WP304/WP304L , Type S,SCH/THK S-10S
Concentric Reducer , ASME B16.9 , Beveled End , ASTM A403 GradeWP304/WP304L , Type S, SCH/THK S-10S
90 Degree Long Radius Elbow , ASME B16.9 , Beveled End , ASTM A403 GradeWP304/WP304L , Type S, SCH/THK S-10S
SEE PIPING SUPPORT INDEX
SEE PIPING SUPPORT INDEX
Pipe , ASME B36.19 , Beveled End , ASTM A312 Grade TP304/TP304L , Seamless,SCH/THK S-10S
90 Degree Long Radius Elbow , ASME B16.9 , Beveled End , ASTM A403 GradeWP304/WP304L , Type S, SCH/THK S-10S
SEE PIPING SUPPORT INDEX
SEE PIPING SUPPORT INDEX
Pipe , ASME B36.19 , Beveled End , ASTM A312 Grade TP304/TP304L , Seamless,SCH/THK S-10S
SockoletR, Reducing , MSS SP-97 , Class 3000 , Socket Welded End , ASTM A182Grade F 304/F 304L
90 Degree Long Radius Elbow , ASME B16.9 , Beveled End , ASTM A403 GradeWP304/WP304L , Type S, SCH/THK S-10S
Cap , ASME B16.9 , Beveled End , ASTM A403 Grade WP304/WP304L , Type S,SCH/THK S-10S
Globe Valve , AP SPEC-ENG-MS009 , Class 300 , Beveled End , Extended BoltedBonnet , Handwheel Operator , ASTMA351-CF8 , Bronze Topworks , ResilientSeat , Process Clean (B) acc. to4WPI-SW70002 , Inside Screw with RisingStem , Cryogenic Service, SCH/THK S-10S
Globe Valve , AP SPEC-ENG-MS009 , Class 300 , Beveled End , Extended BoltedBonnet , Handwheel Operator , ASTMA351-CF8 , Bronze Topworks , ResilientSeat , Process Clean (B) acc. to4WPI-SW70002 , Inside Screw with RisingStem , Cryogenic Service, SCH/THK S-10S
SEE PIPING SUPPORT INDEX
SEE PIPING SUPPORT INDEX
SEE PIPING SUPPORT INDEX
SEE PIPING SUPPORT INDEX
Pipe , ASME B36.19 , Plain End , ASTM A312 Grade TP304/TP304L , Seamless,SCH/THK S-10S
SEE PIPING SUPPORT INDEX
SEE PIPING SUPPORT INDEX
Pipe , ASME B36.19 , Plain End , ASTM A312 Grade TP304/TP304L , Seamless,SCH/THK S-10S
Pipe , ASME B36.19 , Plain End , ASTM A312 Grade TP304/TP304L , Seamless,SCH/THK S-10S
Tee , ASME B16.11 , Class 3000 , Socket Welded End , ASTM A182 Grade F 304/F304L
Reducing Coupling , ASME B16.11 , Class 3000 , Socket Welded End , ASTM A182Grade F 304/F 304L
Tee , ASME B16.11 , Class 3000 , Socket Welded End , ASTM A182 Grade F 304/F304L8 90 Degree Elbow , ASME B16.11 , Class 3000 , Socket Welded End , ASTM A182Grade F 304/F 304L
90 Degree Elbow , ASME B16.11 , Class 3000 , Socket Welded End , ASTM A182Grade F 304/F 304L
Globe Valve , AP SPEC-ENG-MS009 , Class 300 , Socket Weld End , Extended BoltedBonnet , Handwheel Operator , ASTMA351-CF8 , Bronze Topworks , ResilientSeat , Process Clean (B) acc. to4WPI-SW70002 , Inside Screw with RisingStem , Cryogenic Service
SEE PIPING SUPPORT INDEX
SEE PIPING SUPPORT INDEX
SEE PIPING SUPPORT INDEX
Pipe , ASME B36.19 , Plain End , ASTM A312 Grade TP304/TP304L , Seamless,SCH/THK S-10S
Pipe , ASME B36.19 , Plain End , ASTM A312 Grade TP304/TP304L , Seamless,SCH/THK S-10S
90 Degree Elbow , ASME B16.11 , Class 3000 , Socket Welded End , ASTM A182Grade F 304/F 304L
Union Tail , MSS SP-83 , Class 3000 , Socket Welded End , ASTM A182 Grade F304/F 304L , Metal to Metal seat withvirgin PTFE seal ring
Union Head , MSS SP-83 , Class 3000 , Socket Welded End , ASTM A182 Grade F304/F 304L , Metal to Metal seat withvirgin PTFE seal ring
Nipple , ASME B36.19 , Plain End x Male Threaded End , ASTM A312 GradeTP304/TP304L , 4in Long , Seamless,SCH/THK S-80S
Tee , ASME B16.11 , Class 3000 , Socket Welded End , ASTM A182 Grade F 304/F304L
Coupling / Connector , ASME B16.11 , Class 3000 , Female Threaded End , ASTMA182 Grade F 304/F 304L
Nipple , ASME B36.19 , Plain End x Male Threaded End , ASTM A312 GradeTP304/TP304L , 4in Long , Seamless,SCH/THK S-80S
Plug Hexagonal Head , ASME B16.11 , Male Threaded End , ASTM A182 Grade F 304/F304L
Globe Valve , AP SPEC-ENG-MS009 , Class 300 , Socket Welded End x FemaleThreaded End , Bolted Bonnet , HandwheelOperator , ASTM A351-CF8 , BronzeTopworks , Resilient Seat , ProcessClean (B) acc. to 4WPI-SW70002 , InsideScrew with Rising Stem , CryogenicService
SEE INSTRUMENT SUMMARY
Pipe , ASME B36.19 , Beveled End , ASTM A312 Grade TP304/TP304L , Seamless,SCH/THK S-10S
SockoletR, Reducing , MSS SP-97 , Class 3000 , Socket Welded End , ASTM A182Grade F 304/F 304L
Cap , ASME B16.9 , Beveled End , ASTM A403 Grade WP304/WP304L , Type S,SCH/THK S-10S
Globe Valve , AP SPEC-ENG-MS009 , Class 300 , Beveled End , Extended BoltedBonnet , Handwheel Operator , ASTMA351-CF8 , Bronze Topworks , ResilientSeat , Process Clean (B) acc. to4WPI-SW70002 , Inside Screw with RisingStem , Cryogenic Service, SCH/THK S-10S
Globe Valve , AP SPEC-ENG-MS009 , Class 300 , Beveled End , Extended BoltedBonnet , Handwheel Operator , ASTMA351-CF8 , Bronze Topworks , ResilientSeat , Process Clean (B) acc. to4WPI-SW70002 , Inside Screw with RisingStem , Cryogenic Service, SCH/THK S-10S
SEE PIPING SUPPORT INDEX
SEE PIPING SUPPORT INDEX
Pipe , ASME B36.19 , Plain End , ASTM A312 Grade TP304/TP304L , Seamless,SCH/THK S-10S
90 Degree Elbow , ASME B16.11 , Class 3000 , Socket Welded End , ASTM A182Grade F 304/F 304L
Globe Valve , AP SPEC-ENG-MS009 , Class 300 , Socket Weld End , Extended BoltedBonnet , Handwheel Operator , ASTMA351-CF8 , Bronze Topworks , ResilientSeat , Process Clean (B) acc. to4WPI-SW70002 , Inside Screw with RisingStem , Cryogenic Service
Pipe , ASME B36.19 , Plain End , ASTM A312 Grade TP304/TP304L , Seamless,SCH/THK S-10S
Pipe , ASME B36.19 , Plain End , ASTM A312 Grade TP304/TP304L , Seamless,SCH/THK S-10S
Nipple , ASME B36.19 , Plain End x Male Threaded End , ASTM A312 GradeTP304/TP304L , 4in Long , Seamless,SCH/THK S-80S
Union Head , MSS SP-83 , Class 3000 , Socket Welded End , ASTM A182 Grade F304/F 304L , Metal to Metal seat withvirgin PTFE seal ring
Union Tail , MSS SP-83 , Class 3000 , Socket Welded End , ASTM A182 Grade F304/F 304L , Metal to Metal seat withvirgin PTFE seal ring
90 Degree Elbow , ASME B16.11 , Class 3000 , Socket Welded End , ASTM A182Grade F 304/F 304L
Tee , ASME B16.11 , Class 3000 , Socket Welded End , ASTM A182 Grade F 304/F304L
90 Degree Elbow , ASME B16.11 , Class 3000 , Socket Welded End , ASTM A182Grade F 304/F 304L
Nipple , ASME B36.19 , Plain End x Male Threaded End , ASTM A312 GradeTP304/TP304L , 4in Long , Seamless,SCH/THK S-80S
Coupling / Connector , ASME B16.11 , Class 3000 , Female Threaded End , ASTMA182 Grade F 304/F 304L
Coupling / Connector , ASME B16.11 , Class 3000 , Socket Welded End x FemaleThreaded End , ASTM A182 Grade F 304/F304L
Globe Valve , AP SPEC-ENG-MS009 , Class 300 , Socket Weld End , Extended BoltedBonnet , Handwheel Operator , ASTMA351-CF8 , Bronze Topworks , ResilientSeat , Process Clean (B) acc. to4WPI-SW70002 , Inside Screw with RisingStem , Cryogenic Service
SEE INSTRUMENT SUMMARY
SEE PIPING SUPPORT INDEX
SEE PIPING SUPPORT INDEX
SEE PIPING SUPPORT INDEX
Pipe , ASME B36.19 , Plain End , ASTM A312 Grade TP304/TP304L , Seamless,SCH/THK S-10S
Pipe , ASME B36.19 , Plain End , ASTM A312 Grade TP304/TP304L , Seamless,SCH/THK S-10S
90 Degree Elbow , ASME B16.11 , Class 3000 , Socket Welded End , ASTM A182Grade F 304/F 304L
Union Tail , MSS SP-83 , Class 3000 , Socket Welded End , ASTM A182 Grade F304/F 304L , Metal to Metal seat withvirgin PTFE seal ring
Union Head , MSS SP-83 , Class 3000 , Socket Welded End , ASTM A182 Grade F304/F 304L , Metal to Metal seat withvirgin PTFE seal ring
Nipple , ASME B36.19 , Plain End x Male Threaded End , ASTM A312 GradeTP304/TP304L , 4in Long , Seamless,SCH/THK S-80S
Tee , ASME B16.11 , Class 3000 , Socket Welded End , ASTM A182 Grade F 304/F304L
Coupling / Connector , ASME B16.11 , Class 3000 , Female Threaded End , ASTMA182 Grade F 304/F 304L
Nipple , ASME B36.19 , Plain End x Male Threaded End , ASTM A312 GradeTP304/TP304L , 4in Long , Seamless,SCH/THK S-80S
Plug Hexagonal Head , ASME B16.11 , Male Threaded End , ASTM A182 Grade F 304/F304L
Globe Valve , AP SPEC-ENG-MS009 , Class 300 , Socket Welded End x FemaleThreaded End , Bolted Bonnet , HandwheelOperator , ASTM A351-CF8 , BronzeTopworks , Resilient Seat , ProcessClean (B) acc. to 4WPI-SW70002 , InsideScrew with Rising Stem , CryogenicService
SEE INSTRUMENT SUMMARY
SEE PIPING SUPPORT INDEX
SEE PIPING SUPPORT INDEX
Pipe , ASME B36.19 , Plain End , ASTM A312 Grade TP304/TP304L , Seamless,SCH/THK S-10S
Pipe , ASME B36.19 , Plain End , ASTM A312 Grade TP304/TP304L , Seamless,SCH/THK S-10S
Nipple , ASME B36.19 , Plain End x Male Threaded End , ASTM A312 GradeTP304/TP304L , 4in Long , Seamless,SCH/THK S-80S
Union Head , MSS SP-83 , Class 3000 , Socket Welded End , ASTM A182 Grade F304/F 304L , Metal to Metal seat withvirgin PTFE seal ring
Union Tail , MSS SP-83 , Class 3000 , Socket Welded End , ASTM A182 Grade F304/F 304L , Metal to Metal seat withvirgin PTFE seal ring
90 Degree Elbow , ASME B16.11 , Class 3000 , Socket Welded End , ASTM A182Grade F 304/F 304L
Tee , ASME B16.11 , Class 3000 , Socket Welded End , ASTM A182 Grade F 304/F304L
90 Degree Elbow , ASME B16.11 , Class 3000 , Socket Welded End , ASTM A182Grade F 304/F 304L
Nipple , ASME B36.19 , Plain End x Male Threaded End , ASTM A312 GradeTP304/TP304L , 4in Long , Seamless,SCH/THK S-80S
Coupling / Connector , ASME B16.11 , Class 3000 , Female Threaded End , ASTMA182 Grade F 304/F 304L11 Coupling / Connector , ASME B16.11 , Class 3000 , Socket Welded End x FemaleThreaded End , ASTM A182 Grade F 304/F304L
Coupling / Connector , ASME B16.11 , Class 3000 , Socket Welded End x FemaleThreaded End , ASTM A182 Grade F 304/F304L
Globe Valve , AP SPEC-ENG-MS009 , Class 300 , Socket Weld End , Extended BoltedBonnet , Handwheel Operator , ASTMA351-CF8 , Bronze Topworks , ResilientSeat , Process Clean (B) acc. to4WPI-SW70002 , Inside Screw with RisingStem , Cryogenic Service
SEE INSTRUMENT SUMMARY
SEE PIPING SUPPORT INDEX
SEE PIPING SUPPORT INDEX
Pipe , ASME B36.19 , Beveled End , ASTM A312 Grade TP304/TP304L , Seamless,SCH/THK S-10S
90 Degree Long Radius Elbow , ASME B16.9 , Beveled End , ASTM A403 GradeWP304/WP304L , Type S, SCH/THK S-10S
SEE PIPING SUPPORT INDEX
SEE PIPING SUPPORT INDEX
SEE PIPING SUPPORT INDEX
SEE PIPING SUPPORT INDEX
SEE PIPING SUPPORT INDEX
Pipe , ASME B36.19 , Beveled End , ASTM A312 Grade TP304/TP304L , Seamless,SCH/THK S-10S
90 Degree Long Radius Elbow , ASME B16.9 , Beveled End , ASTM A403 GradeWP304/WP304L , Type S, SCH/THK S-10S
SEE PIPING SUPPORT INDEX
SEE PIPING SUPPORT INDEX
SEE PIPING SUPPORT INDEX
SEE PIPING SUPPORT INDEX
SEE PIPING SUPPORT INDEX
SEE PIPING SUPPORT INDEX
SEE PIPING SUPPORT INDEX
SEE PIPING SUPPORT INDEX
SEE PIPING SUPPORT INDEX
Pipe , ASME B36.19 , Beveled End , ASTM A312 Grade TP304/TP304L , Seamless,SCH/THK S-10S
90 Degree Long Radius Elbow , ASME B16.9 , Beveled End , ASTM A403 GradeWP304/WP304L , Type S, SCH/THK S-10S
SEE PIPING SUPPORT INDEX
SEE PIPING SUPPORT INDEX
SEE PIPING SUPPORT INDEX
SEE PIPING SUPPORT INDEX
Pipe , ASME B36.19 , Beveled End , ASTM A312 Grade TP304/TP304L , Seamless,SCH/THK S-10S
Pipe , ASME B36.19 , Beveled End , ASTM A312 Grade TP304/TP304L , Seamless,SCH/THK S-10S
Reducing Tee , ASME B16.9 , Beveled End , ASTM A403 Grade WP304/WP304L , Type S,SCH/THK S-10S
Concentric Reducer , ASME B16.9 , Beveled End , ASTM A403 GradeWP304/WP304L , Type S, SCH/THK S-10S
90 Degree Long Radius Elbow , ASME B16.9 , Beveled End , ASTM A403 GradeWP304/WP304L , Type S, SCH/THK S-10S
90 Degree Long Radius Elbow , ASME B16.9 , Beveled End , ASTM A403 GradeWP304/WP304L , Type S, SCH/THK S-10S
Pipe , ASME B36.19 , Beveled End , ASTM A312 Grade TP304/TP304L , Seamless,SCH/THK S-10S
SockoletR, Reducing , MSS SP-97 , Class 3000 , Socket Welded End , ASTM A182Grade F 304/F 304L
Cap , ASME B16.9 , Beveled End , ASTM A403 Grade WP304/WP304L , Type S,SCH/THK S-10S
Pipe , ASME B36.19 , Plain End , ASTM A312 Grade TP304/TP304L , Seamless,SCH/THK S-10S
90 Degree Elbow , ASME B16.11 , Class 3000 , Socket Welded End , ASTM A182Grade F 304/F 304L
Plug Hexagonal Head , ASME B16.11 , Male Threaded End , ASTM A182 Grade F 304/F304L
Globe Valve , AP SPEC-ENG-MS009 , Class 300 , Beveled End , Extended BoltedBonnet , Handwheel Operator , ASTMA351-CF8 , Bronze Topworks , ResilientSeat , Process Clean (B) acc. to4WPI-SW70002 , Inside Screw with RisingStem , Cryogenic Service, SCH/THK S-10S
Globe Valve , AP SPEC-ENG-MS009 , Class 300 , Socket Welded End x FemaleThreaded End , Bolted Bonnet , HandwheelOperator , ASTM A351-CF8 , BronzeTopworks , Resilient Seat , ProcessClean (B) acc. to 4WPI-SW70002 , InsideScrew with Rising Stem , CryogenicService
Globe Valve , AP SPEC-ENG-MS009 , Class 300 , Socket Welded End x FemaleThreaded End , Bolted Bonnet , HandwheelOperator , ASTM A351-CF8 , BronzeTopworks , Resilient Seat , ProcessClean (B) acc. to 4WPI-SW70002 , InsideScrew with Rising Stem , CryogenicService
SEE PIPING SUPPORT INDEX
SEE PIPING SUPPORT INDEX
SEE PIPING SUPPORT INDEX
SEE PIPING SUPPORT INDEX
Pipe , ASME B36.19 , Beveled End , ASTM A312 Grade TP304/TP304L , Seamless,SCH/THK S-10S
SockoletR, Reducing , MSS SP-97 , Class 3000 , Socket Welded End , ASTM A182Grade F 304/F 304L
Cap , ASME B16.9 , Beveled End , ASTM A403 Grade WP304/WP304L , Type S,SCH/THK S-10S
Pipe , ASME B36.19 , Plain End , ASTM A312 Grade TP304/TP304L , Seamless,SCH/THK S-10S
90 Degree Elbow , ASME B16.11 , Class 3000 , Socket Welded End , ASTM A182Grade F 304/F 304L
Plug Hexagonal Head , ASME B16.11 , Male Threaded End , ASTM A182 Grade F 304/F304L
Globe Valve , AP SPEC-ENG-MS009 , Class 300 , Beveled End , Extended BoltedBonnet , Handwheel Operator , ASTMA351-CF8 , Bronze Topworks , ResilientSeat , Process Clean (B) acc. to4WPI-SW70002 , Inside Screw with RisingStem , Cryogenic Service, SCH/THK S-10S
Globe Valve , AP SPEC-ENG-MS009 , Class 15 , Socket Welded End x FemaleThreaded End , Bolted Bonnet , HandwheelOperator , ASTM A351-CF8 , BronzeTopworks , Resilient Seat , ProcessClean (B) acc. to 4WPI-SW70002 , InsideScrew with Rising Stem , CryogenicService
Globe Valve , AP SPEC-ENG-MS009 , Class 300 , Socket Welded End x FemaleThreaded End , Bolted Bonnet , HandwheelOperator , ASTM A351-CF8 , BronzeTopworks , Resilient Seat , ProcessClean (B) acc. to 4WPI-SW70002 , InsideScrew with Rising Stem , CryogenicService
SEE PIPING SUPPORT INDEX
SEE PIPING SUPPORT INDEX
SEE PIPING SUPPORT INDEX
SEE PIPING SUPPORT INDEX
90 Degree Long Radius Elbow , ASME B16.9, Beveled End , ASTM A403 GradeWP304/WP304L , Type S, Bright Annealed,SCH/THK S-10S
Pipe , ASME B36.19 , Plain End , ASTM 80 A312 Grade TP304/TP304L , SMLS, BrightAnnealed, SCH/THK S-10S
SEE PIPING SUPPORT INDEX
SEE PIPING SUPPORT INDEX
SEE PIPING SUPPORT INDEX
SEE PIPING SUPPORT INDEX
SEE PIPING SUPPORT INDEX
SEE PIPING SUPPORT INDEX
SEE PIPING SUPPORT INDEX
SEE PIPING SUPPORT INDEX
SEE PIPING SUPPORT INDEX
SEE PIPING SUPPORT INDEX
SEE PIPING SUPPORT INDEX
SEE PIPING SUPPORT INDEX
SEE PIPING SUPPORT INDEX
SEE PIPING SUPPORT INDEX
SEE PIPING SUPPORT INDEX
SEE PIPING SUPPORT INDEX
SEE PIPING SUPPORT INDEX
SEE PIPING SUPPORT INDEX
SEE PIPING SUPPORT INDEX
SEE PIPING SUPPORT INDEX
Reducing Tee , ASME B16.9 , Beveled End , ASTM A403 Grade WP304/WP304L , Type S,Bright Annealed, SCH/THK S-10S
90 Degree Long Radius Elbow , ASME B16.9 , Beveled End , ASTM A403 GradeWP304/WP304L , Type S, Bright Annealed,SCH/THK S-10S
90 Degree Long Radius Elbow , ASME B16.9 , Beveled End , ASTM A403 GradeWP304/WP304L , Type S, Bright Annealed,SCH/THK S-10S
Pipe , ASME B36.19 , Plain End , ASTM 80 A312 Grade TP304/TP304L , SMLS, BrightAnnealed, SCH/THK S-10S
Pipe , ASME B36.19 , Plain End , ASTM A312 Grade TP304/TP304L , SMLS, BrightAnnealed, SCH/THK S-10S
SEE PIPING SUPPORT INDEX
SEE PIPING SUPPORT INDEX
SEE PIPING SUPPORT INDEX
SEE PIPING SUPPORT INDEX
SEE PIPING SUPPORT INDEX
SEE PIPING SUPPORT INDEX
SEE PIPING SUPPORT INDEX
SEE PIPING SUPPORT INDEX
SEE PIPING SUPPORT INDEX
Concentric Reducer , ASME B16.9 , Beveled End , ASTM A403 GradeWP304/WP304L , Type S, Bright Annealed,SCH/THK S-10S
SockoletR, Reducing , MSS SP-97 , Class 3000 , Socket Welded End , ASTM A182Grade F 304/F 304L , Bright Annealed
SockoletR, Reducing , MSS SP-97 , Class 3000 , Socket Welded End , ASTM A182Grade F 304/F 304L , Bright Annealed
90 Degree Long Radius Elbow , ASME B16.9 , Beveled End , ASTM A403 GradeWP304/WP304L , Type S, Bright Annealed,SCH/THK S-10S
Cap , ASME B16.9 , Beveled End , ASTM A403 Grade WP304/WP304L , Type S, BrightAnnealed, SCH/THK S-10S
Pipe , ASME B36.19 , Plain End , ASTM A312 Grade TP304/TP304L , SMLS, BrightAnnealed, SCH/THK S-10S
Pipe , ASME B36.19 , Plain End , ASTM A312 Grade TP304/TP304L , SMLS, BrightAnnealed, SCH/THK S-10S
90 Degree Elbow , ASME B16.11 , Class 3000 , Socket Welded End , ASTM A182Grade F 304/F 304L , Bright Annealed
Globe Valve , AP SPEC-ENG-MS009 , Class 300 , Beveled End , Extended Bonnet ,Handwheel Operator , ASTM A351-CF8 ,Bellows Stem Seal , Resilient Seat ,Oxygen Clean (AA) acc. to 4WPI-SW70003 ,Inside Screw with Rising Stem ,Cryogenic Oxygen Service, SCH/THK S-10S
Globe Valve , AP SPEC-ENG-MS009 , Class 300 , Beveled End , Extended Bonnet ,Handwheel Operator , ASTM A351-CF8 ,Bellows Stem Seal , Resilient Seat ,Oxygen Clean (AA) acc. to 4WPI-SW70003 ,Inside Screw with Rising Stem ,Cryogenic Oxygen Service, SCH/THK S-10S
SEE PIPING SUPPORT INDEX
SEE PIPING SUPPORT INDEX
SEE PIPING SUPPORT INDEX
SEE PIPING SUPPORT INDEX
SEE PIPING SUPPORT INDEX
Pipe , ASME B36.19 , Plain End , ASTM A312 Grade TP304/TP304L , SMLS, BrightAnnealed, SCH/THK S-10S
90 Degree Elbow , ASME B16.11 , Class 3000 , Socket Welded End , ASTM A182Grade F 304/F 304L , Bright Annealed
Globe Valve , AP SPEC-ENG-MS009 , Class 300 , Socket Weld End , Extended Bonnet, Handwheel Operator , ASTM A351-CF8 ,Bellows Stem Seal , Resilient Seat ,Oxygen Clean (AA) acc. to 4WPI-SW70003 ,Inside Screw with Rising Stem ,Cryogenic Oxygen Service
SEE PIPING SUPPORT INDEX
SEE PIPING SUPPORT INDEX
Pipe , ASME B36.19 , Plain End , ASTM A312 Grade TP304/TP304L , SMLS, BrightAnnealed, SCH/THK S-10S
Pipe , ASME B36.19 , Plain End , ASTM A312 Grade TP304/TP304L , Seamless,SCH/THK S-10S
Pipe , ASME B36.19 , Plain End , ASTM A312 Grade TP304/TP304L , SMLS, BrightAnnealed, SCH/THK S-10S
Tee , ASME B16.11 , Class 3000 , Socket Welded End , ASTM A182 Grade F 304/F304L , Bright Annealed
90 Degree Elbow , ASME B16.11 , Class 3000 , Socket Welded End , ASTM A182Grade F 304/F 304L
Tee , ASME B16.11 , Class 3000 , Socket Welded End , ASTM A182 Grade F 304/F304L , Bright Annealed
Plug Hexagonal Head , ASME B16.11 , Male Threaded End , ASTM A182 Grade F 304/F304L , Bright Annealed
Socket Weld Flange , ASME B16.5 , Class 150 , Raised-face flanged end , ASTMA182 Grade F 304/F 304L
Socket Weld Flange , ASME B16.5 , Class 300 , Raised-face flanged end , ASTMA182 Grade F 304/F 304L
Spiral Wound Gasket , ASME B16.20, for ASME B16.5 Flanges , Class 150 , 304stainless steel (18 Cr-8 Ni) ,w/flexible graphite filler , w/304 SSinner ring and 304 SS outer ring , Lowstress , Oxygen Clean (AA) acc. to4WPI-SW70003
Flat Gasket, Non-Metallic, Solid , ASME B16.21, for ASME B16.5 Flanges , Class300 , Raised-face flanged end , BiaxallyOrientated PTFE with Silica Filler , 1.6mm (0.063 in) Thick , Oxygen Clean (AA)acc. to 4WPI-SW70003
Stud Bolt (IN-MM) - , ASTM A193 Grade B8, Class 2 , Studs - 75 mm Length
Hexagonal Head Nut , ASME B18.2.2 Heavy Hex , ASTM A194 Grade 8
Globe Valve , AP SPEC-ENG-MS009 , Class 300 , Socket Welded End x FemaleThreaded End , Bolted Bonnet , HandwheelOperator , ASTM A351-CF8 , StainlessSteel Topworks + Trim , Resilient Seat ,Oxygen Clean (AA) acc. to 4WPI-SW70003 ,Inside Screw with Rising Stem ,Cryogenic Oxygen Service
SEE INSTRUMENT SUMMARY
SEE PIPING SUPPORT INDEX
SEE PIPING SUPPORT INDEX
SockoletR, Reducing , MSS SP-97 , Class 3000 , Socket Welded End , ASTM A182Grade F 304/F 304L , Bright Annealed
SEE PIPING SUPPORT INDEX
Pipe , ASME B36.19 , Plain End , ASTM A312 Grade TP304/TP304L , SMLS, BrightAnnealed, SCH/THK S-10S
Pipe , ASME B36.19 , Plain End , ASTM A312 Grade TP304/TP304L , Seamless,SCH/THK S-10S
Pipe , ASME B36.19 , Plain End , ASTM A312 Grade TP304/TP304L , SMLS, BrightAnnealed, SCH/THK S-10S
Pipe , ASME B36.19 , Plain End , ASTM A312 Grade TP304/TP304L , SMLS, BrightAnnealed, SCH/THK S-10S
Tee , ASME B16.11 , Class 3000 , Socket Welded End , ASTM A182 Grade F 304/F304L , Bright Annealed8 90 Degree Elbow , ASME B16.11 , Class 3000 , Socket Welded End , ASTM A182Grade F 304/F 304L
90 Degree Elbow , ASME B16.11 , Class 3000 , Socket Welded End , ASTM A182Grade F 304/F 304L
Tee , ASME B16.11 , Class 3000 , Socket Welded End , ASTM A182 Grade F 304/F304L , Bright Annealed
Plug Hexagonal Head , ASME B16.11 , Male Threaded End , ASTM A182 Grade F 304/F304L , Bright Annealed
Socket Weld Flange , ASME B16.5 , Class 150 , Raised-face flanged end , ASTMA182 Grade F 304/F 304L
Socket Weld Flange , ASME B16.5 , Class 300 , Raised-face flanged end , ASTMA182 Grade F 304/F 304L
Spiral Wound Gasket , ASME B16.20, for ASME B16.5 Flanges , Class 150 , 304stainless steel (18 Cr-8 Ni) ,w/flexible graphite filler , w/304 SSinner ring and 304 SS outer ring , Lowstress , Oxygen Clean (AA) acc. to4WPI-SW70003
Flat Gasket, Non-Metallic, Solid , ASME B16.21, for ASME B16.5 Flanges , Class300 , Raised-face flanged end , BiaxallyOrientated PTFE with Silica Filler , 1.6mm (0.063 in) Thick , Oxygen Clean (AA)acc. to 4WPI-SW70003
Stud Bolt (IN-MM) - , ASTM A193 Grade B8, Class 2 , Studs - 75 mm Length
Hexagonal Head Nut , ASME B18.2.2 Heavy Hex , ASTM A194 Grade 8
Globe Valve , AP SPEC-ENG-MS009 , Class 300 , Beveled End , Extended Bonnet ,Handwheel Operator , ASTM A351-CF8 ,Bellows Stem Seal , Resilient Seat ,Oxygen Clean (AA) acc. to 4WPI-SW70003 ,Inside Screw with Rising Stem ,Cryogenic Oxygen Service, SCH/THK S-10S
Globe Valve , AP SPEC-ENG-MS009 , Class 300 , Socket Welded End x FemaleThreaded End , Bolted Bonnet , HandwheelOperator , ASTM A351-CF8 , StainlessSteel Topworks + Trim , Resilient Seat ,Oxygen Clean (AA) acc. to 4WPI-SW70003 ,Inside Screw with Rising Stem ,Cryogenic Oxygen Service
SEE INSTRUMENT SUMMARY
SEE PIPING SUPPORT INDEX
SEE PIPING SUPPORT INDEX
SEE PIPING SUPPORT INDEX
SockoletR, Reducing , MSS SP-97 , Class 3000 , Socket Welded End , ASTM A182Grade F 304/F 304L , Bright Annealed
SockoletR, Reducing , MSS SP-97 , Class 3000 , Socket Welded End , ASTM A182Grade F 304/F 304L , Bright Annealed
Cap , ASME B16.9 , Beveled End , ASTM A403 Grade WP304/WP304L , Type S, BrightAnnealed, SCH/THK S-10S
Pipe , ASME B36.19 , Plain End , ASTM A312 Grade TP304/TP304L , SMLS, BrightAnnealed, SCH/THK S-10S
Pipe , ASME B36.19 , Plain End , ASTM A312 Grade TP304/TP304L , SMLS, BrightAnnealed, SCH/THK S-10S
90 Degree Elbow , ASME B16.11 , Class 3000 , Socket Welded End , ASTM A182Grade F 304/F 304L , Bright Annealed
Globe Valve , AP SPEC-ENG-MS009 , Class 300 , Beveled End , Extended Bonnet ,Handwheel Operator , ASTM A351-CF8 ,Bellows Stem Seal , Resilient Seat ,Oxygen Clean (AA) acc. to 4WPI-SW70003 ,Inside Screw with Rising Stem ,Cryogenic Oxygen Service, SCH/THK S-10S
Globe Valve , AP SPEC-ENG-MS009 , Class 300 , Socket Weld End , Extended Bonnet, Handwheel Operator , ASTM A351-CF8 ,Bellows Stem Seal , Resilient Seat ,Oxygen Clean (AA) acc. to 4WPI-SW70003 ,Inside Screw with Rising Stem ,Cryogenic Oxygen Service
SEE PIPING SUPPORT INDEX
SEE PIPING SUPPORT INDEX
Pipe , ASME B36.19 , Plain End , ASTM A312 Grade TP304/TP304L , Seamless,SCH/THK S-10S
Pipe , ASME B36.19 , Plain End , ASTM A312 Grade TP304/TP304L , SMLS, BrightAnnealed, SCH/THK S-10S
Nipple , ASME B36.19 , Plain End x Male Threaded End , ASTM A312 GradeTP304/TP304L , 4in Long , Seamless,SCH/THK S-80S
Union Head , MSS SP-83 , Class 3000 , Socket Welded End , ASTM A182 Grade F304/F 304L , Metal to Metal seat withvirgin PTFE seal ring
Union Tail , MSS SP-83 , Class 3000 , Socket Welded End , ASTM A182 Grade F304/F 304L , Metal to Metal seat withvirgin PTFE seal ring
90 Degree Elbow , ASME B16.11 , Class 3000 , Socket Welded End , ASTM A182Grade F 304/F 304L
Tee , ASME B16.11 , Class 3000 , Socket Welded End , ASTM A182 Grade F 304/F304L , Bright Annealed
90 Degree Elbow , ASME B16.11 , Class 3000 , Socket Welded End , ASTM A182Grade F 304/F 304L , Bright Annealed
Coupling / Connector , ASME B16.11 , Class 3000 , Socket Welded End x FemaleThreaded End , ASTM A182 Grade F 304/F304L , Bright Annealed
Globe Valve , AP SPEC-ENG-MS009 , Class 300 , Socket Weld End , Extended Bonnet, Handwheel Operator , ASTM A351-CF8 ,Bellows Stem Seal , Resilient Seat ,Oxygen Clean (AA) acc. to 4WPI-SW70003 ,Inside Screw with Rising Stem ,Cryogenic Oxygen Service
SEE INSTRUMENT SUMMARY
SEE PIPING SUPPORT INDEX
SEE PIPING SUPPORT INDEX
SEE PIPING SUPPORT INDEX
Pipe , ASME B36.19 , Plain End , ASTM A312 Grade TP304/TP304L , Seamless,SCH/THK S-10S
Pipe , ASME B36.19 , Plain End , ASTM A312 Grade TP304/TP304L , SMLS, BrightAnnealed, SCH/THK S-10S
Nipple , ASME B36.19 , Plain End x Male Threaded End , ASTM A312 GradeTP304/TP304L , 4in Long , Seamless,SCH/THK S-80S
Union Head , MSS SP-83 , Class 3000 , Socket Welded End , ASTM A182 Grade F304/F 304L , Metal to Metal seat withvirgin PTFE seal ring
Union Tail , MSS SP-83 , Class 3000 , Socket Welded End , ASTM A182 Grade F304/F 304L , Metal to Metal seat withvirgin PTFE seal ring
90 Degree Elbow , ASME B16.11 , Class 3000 , Socket Welded End , ASTM A182Grade F 304/F 304L
Tee , ASME B16.11 , Class 3000 , Socket Welded End , ASTM A182 Grade F 304/F304L , Bright Annealed
Coupling / Connector , ASME B16.11 , Class 3000 , Socket Welded End x FemaleThreaded End , ASTM A182 Grade F 304/F304L , Bright Annealed
Globe Valve , AP SPEC-ENG-MS009 , Class 300 , Socket Weld End , Extended Bonnet, Handwheel Operator , ASTM A351-CF8 ,Bellows Stem Seal , Resilient Seat ,Oxygen Clean (AA) acc. to 4WPI-SW70003 ,Inside Screw with Rising Stem ,Cryogenic Oxygen Service
SEE INSTRUMENT SUMMARY
SEE PIPING SUPPORT INDEX
SEE PIPING SUPPORT INDEX
Pipe , ASME B36.10 , Beveled End , ASTM A106-B , Seamless, SCH/THK S-STD
90 Degree Long Radius Elbow , ASME B16.9 , Beveled End , ASTM A234 Grade WPB ,Type S, SCH/THK S-STD
SEE PIPING SUPPORT INDEX
SEE PIPING SUPPORT INDEX
SEE PIPING SUPPORT INDEX
SEE PIPING SUPPORT INDEX
SEE PIPING SUPPORT INDEX
SEE PIPING SUPPORT INDEX
Pipe , ASME B36.10 , Beveled End , ASTM A106-B , Seamless, SCH/THK S-STD
90 Degree Long Radius Elbow , ASME B16.9 , Beveled End , ASTM A234 Grade WPB ,Type S, SCH/THK S-STD
Weld Neck Flange , ASME B16.5 , Class 150 , Raised-face flanged end , ASTMA105N ,-, SCH/THK S-STD
Pipe , ASME B36.19 , Plain End , ASTM A312 Grade TP304/TP304L , Seamless,SCH/THK S-40S
Half Coupling , ASME B16.11 , Class 6000 , Socket Welded End , ASTM A182 Grade F304/F 304L
Blind Flange , ASME B16.5 , Class 150 , Raised-face flanged end , ASTM A105N ,-
Flat Gasket, Non-Metallic, Solid , ASME B16.21, for ASME B16.5 Flanges , Class150 , Raised-face flanged end , BiaxallyOrientated PTFE with Silica Filler , 1.6mm (0.063 in) Thick , Oxygen Clean (AA)acc. to 4WPI-SW70003
Stud Bolt (IN-MM) - , ASTM A193 Grade B7 , Studs - 200 mm Length
Hexagonal Head Nut , ASME B18.2.2 Heavy Hex , ASTM A194 Grade 2H
Stud Bolt (IN-MM) - , ASTM A193 Grade B7 , Studs - 130 mm Length
Butterfly Valve, Wafer Type , API 609 Category B , Class 150 , Raised-facethru-bolted end without bolt holes ,Manual gear operator , ASTM A351-CF8M ,316 SS Disk , RPTFE Seat , PTFE Gasketand Seals , Stainless Steel Type 17-4 PHShaft , Oxygen Clean (AA) acc. to4WPI-SW70003 , Oxygen Service
Butterfly Valve, Wafer Type , API 609 Category B , Class 150 , Raised-facethru-bolted end without bolt holes ,Manual gear operator , ASTM A351-CF8M ,316 SS Disk , RPTFE Seat , PTFE Gasketand Seals , Stainless Steel Type 17-4 PHShaft , Oxygen Clean (AA) acc. to4WPI-SW70003 , Oxygen Service
SEE PIPING SUPPORT INDEX
SEE PIPING SUPPORT INDEX
SEE PIPING SUPPORT INDEX
Pipe , ASME B36.19 , Plain End , ASTM A312 Grade TP304/TP304L , Seamless,SCH/THK S-40S
Tee , ASME B16.11 , Class 3000 , Socket Welded End , ASTM A182 Grade F 304/F304L
Reducing Coupling , ASME B16.11 , Class 3000 , Socket Welded End , ASTM A182Grade F 304/F 304L
90 Degree Elbow , ASME B16.11 , Class 3000 , Socket Welded End , ASTM A182Grade F 304/F 304L
Coupling / Connector , ASME B16.11 , Class 3000 , Socket Welded End , ASTMA182 Grade F 304/F 304L
Globe Valve , AP SPEC-ENG-MS009 , Class 300 , Plain End , Bolted Bonnet ,Handwheel Operator , ASTM B62 Cl.C83600, Resilient Seat , Oxygen Clean (AA)acc. to 4WPI-SW70003 , Inside Screw withRising Stem , 76mm Long Stainless SteelPipe Stubs , Cryogenic Oxygen Service,SCH/THK S-40S
Globe Valve , AP SPEC-ENG-MS009 , Class 300 , Plain End x Female Threaded End ,Bolted Bonnet , Handwheel Operator ,ASTM B62 Cl.C83600 , Resilient Seat ,Oxygen Clean (AA) acc. to 4WPI-SW70003 ,Inside Screw with Rising Stem , 76mmLong Monel Pipe Stub Inlet , CryogenicOxygen Service, SCH/THK S-40
Globe Valve , AP SPEC-ENG-MS009 , Class 300 , Plain End x Female Threaded End ,Bolted Bonnet , Handwheel Operator ,ASTM B62 Cl.C83600 , Resilient Seat ,Oxygen Clean (AA) acc. to 4WPI-SW70003 ,Inside Screw with Rising Stem , 76mmLong Monel Pipe Stub Inlet , CryogenicOxygen Service, SCH/THK S-40
SEE INSTRUMENT SUMMARY
SEE INSTRUMENT SUMMARY
Pipe , ASME B36.19 , Beveled End , ASTM A312 Grade TP304/TP304L , Seamless,SCH/THK S-10S
90 Degree Long Radius Elbow , ASME B16.9 , Beveled End , ASTM A403 GradeWP304/WP304L , Type S, SCH/THK S-10S
Globe Valve , AP SPEC-ENG-MS009 , Class 150 , Beveled End , Extended BoltedBonnet , Handwheel Operator , ASTMA351-CF3M , Resilient Seat , ProcessClean (B) acc. to 4WPI-SW70002 ,Cryogenic Service, SCH/THK S-10S
SEE PIPING SUPPORT INDEX
SEE PIPING SUPPORT INDEX
SEE PIPING SUPPORT INDEX
SEE PIPING SUPPORT INDEX
SEE PIPING SUPPORT INDEX
SEE PIPING SUPPORT INDEX
SEE PIPING SUPPORT INDEX
SEE PIPING SUPPORT INDEX
Pipe , ASME B36.19 , Beveled End , ASTM A312 Grade TP304/TP304L , Seamless,SCH/THK S-10S
SockoletR, Reducing , MSS SP-97 , Class 3000 , Socket Welded End , ASTM A182Grade F 304/F 304L
SockoletR, Reducing , MSS SP-97 , Class 3000 , Socket Welded End , ASTM A182Grade F 304/F 304L
Cap , ASME B16.9 , Beveled End , ASTM A403 Grade WP304/WP304L , Type S,SCH/THK S-10S
Pipe , ASME B36.19 , Plain End , ASTM A312 Grade TP304/TP304L , Seamless,SCH/THK S-10S
Pipe , ASME B36.19 , Plain End , ASTM A312 Grade TP304/TP304L , Seamless,SCH/THK S-10S
90 Degree Elbow , ASME B16.11 , Class 3000 , Socket Welded End , ASTM A182Grade F 304/F 304L
Coupling / Connector , ASME B16.11 , Class 3000 , Socket Welded End x FemaleThreaded End , ASTM A182 Grade F 304/F304L
Globe Valve , AP SPEC-ENG-MS009 , Class 150 , Beveled End , Extended BoltedBonnet , Handwheel Operator , ASTMA351-CF3M , Resilient Seat , ProcessClean (B) acc. to 4WPI-SW70002 ,Cryogenic Service, SCH/THK S-10S
Globe Valve , AP SPEC-ENG-MS009 , Class 300 , Socket Weld End , Extended BoltedBonnet , Handwheel Operator , ASTMA351-CF8 , Bronze Topworks , ResilientSeat , Process Clean (B) acc. to4WPI-SW70002 , Inside Screw with RisingStem , Cryogenic Service
SEE INSTRUMENT SUMMARY
SEE PIPING SUPPORT INDEX
Pipe , ASME B36.19 , Plain End , ASTM A312 Grade TP304/TP304L , Seamless,SCH/THK S-10S
Nipple , ASME B36.19 , Plain End x Male Threaded End , ASTM A312 GradeTP304/TP304L , 4in Long , Seamless,SCH/THK S-80S
Union Head , MSS SP-83 , Class 3000 , Socket Welded End , ASTM A182 Grade F304/F 304L , Metal to Metal seat withvirgin PTFE seal ring
Union Tail , MSS SP-83 , Class 3000 , Socket Welded End , ASTM A182 Grade F304/F 304L , Metal to Metal seat withvirgin PTFE seal ring
90 Degree Elbow , ASME B16.11 , Class 3000 , Socket Welded End , ASTM A182Grade F 304/F 304L
SEE PIPING SUPPORT INDEX
SEE PIPING SUPPORT INDEX
Pipe , ASME B36.19 , Beveled End , ASTM A312 Grade TP304/TP304L , ElectricFusion Welded , (Ej = 0.80), SCH/THKS-40S
SEE PIPING SUPPORT INDEX
Pipe , ASME B36.19 , Beveled End , ASTM A312 Grade TP304/TP304L , ElectricFusion Welded , (Ej = 0.80), SCH/THKS-40S
SEE PIPING SUPPORT INDEX
Pipe , ASME B36.19 , Beveled End , ASTM A312 Grade TP304/TP304L , 100%Radiography , Electric Fusion Welded (Ej= 1.00), SCH/THK S-10S
90 Degree Long Radius Elbow , ASME B16.9 , Beveled End , ASTM A403 GradeWP304/WP304L , Type WX, SCH/THK S-10S
45 Degree Long Radius Elbow , ASME B16.9 , Beveled End , ASTM A403 GradeWP304/WP304L , Type WX, SCH/THK S-10S
Weld Neck Flange , ASME B16.47 Series A , Class 150 , Raised-face flanged end ,ASTM A182 Grade F 304/F 304L, SCH/THKS-10S
Blind Flange , ASME B16.47 Series A , Class 150 , Raised-face flanged end ,ASTM A182 Grade F 304/F 304L
Spiral Wound Gasket , ASME B16.20, for ASME B16.47 Series A Flanges , Class 150, 304 stainless steel (18 Cr-8 Ni) ,w/flexible graphite filler , w/304 SSinner ring and 304 SS outer ring ,Oxygen Clean (AA) acc. to 4WPI-SW70003
Stud Bolt (IN-MM) - , ASTM A193 Grade B8, Class 2 , Studs - 250 mm Length
Hexagonal Head Nut , ASME B18.2.2 Heavy Hex , ASTM A194 Grade 8
SEE PIPING SUPPORT INDEX
SEE PIPING SUPPORT INDEX
SEE PIPING SUPPORT INDEX
SEE PIPING SUPPORT INDEX
SEE PIPING SUPPORT INDEX
SEE PIPING SUPPORT INDEX
SEE PIPING SUPPORT INDEX
Pipe , ASME B36.10 , Beveled End , ASTM A106-B , Seamless, SCH/THK S-STD
90 Degree Long Radius Elbow , ASME B16.9 , Beveled End , ASTM A234 Grade WPB ,Type S, SCH/THK S-STD
SEE PIPING SUPPORT INDEX
Pipe , ASME B36.19 , Beveled End , ASTM A312 Grade TP304/TP304L , Seamless,SCH/THK S-10S
90 Degree Long Radius Elbow , ASME B16.9 , Beveled End , ASTM A403 GradeWP304/WP304L , Type S, SCH/THK S-10S
SEE PIPING SUPPORT INDEX
SEE PIPING SUPPORT INDEX
Pipe , ASME B36.19 , Beveled End , ASTM A312 Grade TP304/TP304L , Seamless,SCH/THK S-10S
90 Degree Long Radius Elbow , ASME B16.9 , Beveled End , ASTM A403 GradeWP304/WP304L , Type S, SCH/THK S-10S
SEE PIPING SUPPORT INDEX
SEE PIPING SUPPORT INDEX
Pipe , ASME B36.10 , Beveled End , ASTM A106-B , Seamless, SCH/THK S-STD
Reducing Tee , ASME B16.9 , Beveled End , ASTM A234 Grade WPB , Type S, SCH/THKS-STD
90 Degree Long Radius Elbow , ASME B16.9 , Beveled End , ASTM A234 Grade WPB ,Type S, SCH/THK S-STD
Weld Neck Flange , ASME B16.5 , Class 150 , Raised-face flanged end , ASTMA105N ,-, SCH/THK S-STD
SEE PIPING SUPPORT INDEX
Spiral Wound Gasket , ASME B16.20, for ASME B16.5 Flanges , Class 150 , 304stainless steel (18 Cr-8 Ni) ,w/flexible graphite filler , w/304 SSinner ring and 304 SS outer ring , Lowstress , Oxygen Clean (AA) acc. to4WPI-SW70003
Stud Bolt (IN-MM) - , ASTM A193 Grade B7 , Studs - 160 mm Length
Hexagonal Head Nut , ASME B18.2.2 Heavy Hex , ASTM A194 Grade 2H
SEE PIPING SUPPORT INDEX
SEE PIPING SUPPORT INDEX
SEE PIPING SUPPORT INDEX
SEE PIPING SUPPORT INDEX
SEE PIPING SUPPORT INDEX
SEE PIPING SUPPORT INDEX
SEE PIPING SUPPORT INDEX
SEE PIPING SUPPORT INDEX
Pipe , ASME B36.10 , Beveled End , ASTM A106-B , Seamless, SCH/THK S-STD
90 Degree Long Radius Elbow , ASME B16.9 , Beveled End , ASTM A234 Grade WPB ,Type S, SCH/THK S-STD
Cap , ASME B16.9 , Beveled End , ASTM A234 Grade WPB , Type S, SCH/THK S-STD
Weld Neck Flange , ASME B16.5 , Class 150 , Raised-face flanged end , ASTMA105N ,-, SCH/THK S-STD
Spiral Wound Gasket , ASME B16.20, for ASME B16.5 Flanges , Class 150 , 304stainless steel (18 Cr-8 Ni) ,w/flexible graphite filler , w/304 SSinner ring and 304 SS outer ring , Lowstress , Oxygen Clean (AA) acc. to4WPI-SW70003
Butterfly Valve, Wafer Type , API 609 Category B , Class 150 , Raised-facethru-bolted end without bolt holes ,Manual gear operator , ASTM A216-WCB ,Stainless Steel Type 304 or 316 Disk ,RPTFE Seat , Stainless Steel Type 17-4PH Shaft , Process Clean (B) acc. to4WPI-SW70002
SEE PIPING SUPPORT INDEX
SEE PIPING SUPPORT INDEX
SEE PIPING SUPPORT INDEX
SEE PIPING SUPPORT INDEX
Pipe , ASME B36.10 , Beveled End , ASTM A106-B , Seamless, SCH/THK S-STD
Tee , ASME B16.9 , Beveled End , ASTM A234 Grade WPB , Type S, SCH/THK S-STD
90 Degree Long Radius Elbow , ASME B16.9 , Beveled End , ASTM A234 Grade WPB ,Type S, SCH/THK S-STD
SEE PIPING SUPPORT INDEX
SEE PIPING SUPPORT INDEX
SEE PIPING SUPPORT INDEX
SEE PIPING SUPPORT INDEX
SEE PIPING SUPPORT INDEX
SEE PIPING SUPPORT INDEX
SEE PIPING SUPPORT INDEX
SEE PIPING SUPPORT INDEX
SEE PIPING SUPPORT INDEX
Pipe , ASME B36.10 , Beveled End , ASTM A106-B , Seamless, SCH/THK S-STD
90 Degree Long Radius Elbow , ASME B16.9 , Beveled End , ASTM A234 Grade WPB ,Type S, SCH/THK S-STD
Weld Neck Flange , ASME B16.5 , Class 150 , Raised-face flanged end , ASTMA105N ,-, SCH/THK S-STD
SEE PIPING SUPPORT INDEX
Spiral Wound Gasket , ASME B16.20, for ASME B16.5 Flanges , Class 150 , 304stainless steel (18 Cr-8 Ni) ,w/flexible graphite filler , w/304 SSinner ring and 304 SS outer ring , Lowstress , Oxygen Clean (AA) acc. to4WPI-SW70003
Stud Bolt (IN-MM) - , ASTM A193 Grade B7 , Studs - 160 mm Length
Hexagonal Head Nut , ASME B18.2.2 Heavy Hex , ASTM A194 Grade 2H
Butterfly Valve, Wafer Type , API 609 Category B , Class 150 , Raised-facethru-bolted end without bolt holes ,Manual gear operator , ASTM A216-WCB ,Stainless Steel Type 304 or 316 Disk ,RPTFE Seat , Stainless Steel Type 17-4PH Shaft , Process Clean (B) acc. to4WPI-SW70002
SEE PIPING SUPPORT INDEX
Pipe , ASME B36.10 , Beveled End , ASTM A106-B , Seamless, SCH/THK S-STD
90 Degree Long Radius Elbow , ASME B16.9 , Beveled End , ASTM A234 Grade WPB ,Type S, SCH/THK S-STD
Cap , ASME B16.9 , Beveled End , ASTM A234 Grade WPB , Type S, SCH/THK S-STD
Weld Neck Flange , ASME B16.5 , Class 150 , Raised-face flanged end , ASTMA105N ,-, SCH/THK S-STD
SEE PIPING SUPPORT INDEX
Spiral Wound Gasket , ASME B16.20, for ASME B16.5 Flanges , Class 150 , 304stainless steel (18 Cr-8 Ni) ,w/flexible graphite filler , w/304 SSinner ring and 304 SS outer ring , Lowstress , Oxygen Clean (AA) acc. to4WPI-SW70003
SEE PIPING SUPPORT INDEX
SEE PIPING SUPPORT INDEX
SEE PIPING SUPPORT INDEX
SEE PIPING SUPPORT INDEX
Pipe , ASME B36.10 , Beveled End , ASTM A106-B , Seamless, SCH/THK S-STD
90 Degree Long Radius Elbow , ASME B16.9 , Beveled End , ASTM A234 Grade WPB ,Type S, SCH/THK S-STD
SEE PIPING SUPPORT INDEX
SEE PIPING SUPPORT INDEX
Sockolet®, Reducing , MSS SP-97 , Class3000 , Socket Welded End , ASTM A105N ,-
SEE PIPING SUPPORT INDEX
SEE PIPING SUPPORT INDEX 50
SEE PIPING SUPPORT INDEX
Pipe , ASME B36.10 , Plain End , ASTM A106-B , Seamless, SCH/THK S-STD
90 Degree Elbow , ASME B16.11 , Class 3000 , Socket Welded End , ASTM A105N ,-
45 Degree Elbow , ASME B16.11 , Class 3000 , Socket Welded End , ASTM A105N ,-
Globe Valve , API STD 602 , Class 800 , Socket Welded End x Female Threaded End, Bolted Bonnet , Handwheel Operator ,ASTM A105N , API Trim 8 , Process Clean(B) acc. to 4WPI-SW70002
SEE PIPING SUPPORT INDEX
SEE PIPING SUPPORT INDEX
SEE PIPING SUPPORT INDEX
SEE PIPING SUPPORT INDEX
SEE PIPING SUPPORT INDEX
SEE PIPING SUPPORT INDEX
SockoletR, Reducing , MSS SP-97 , Class 3000 , Socket Welded End , ASTM A105N ,-
SEE PIPING SUPPORT INDEX
SEE PIPING SUPPORT INDEX
SEE PIPING SUPPORT INDEX
Pipe , ASME B36.10 , Plain End , ASTM A106-B , Seamless, SCH/THK S-STD
90 Degree Elbow , ASME B16.11 , Class 3000 , Socket Welded End , ASTM A105N ,-
45 Degree Elbow , ASME B16.11 , Class 3000 , Socket Welded End , ASTM A105N ,-
Globe Valve , API STD 602 , Class 800 , Socket Welded End x Female Threaded End, Bolted Bonnet , Handwheel Operator ,ASTM A105N , API Trim 8 , Process Clean(B) acc. to 4WPI-SW70002
SEE PIPING SUPPORT INDEX
SEE PIPING SUPPORT INDEX
SEE PIPING SUPPORT INDEX
SEE PIPING SUPPORT INDEX
SEE PIPING SUPPORT INDEX
Pipe , ASME B36.10 , Beveled End , ASTM A106-B , Seamless, SCH/THK S-STD
SockoletR, Reducing , MSS SP-97 , Class 3000 , Socket Welded End , ASTM A105N ,-
Weld Neck Flange , ASME B16.5 , Class 150 , Raised-face flanged end , ASTMA105N ,-, SCH/THK S-STD
SEE PIPING SUPPORT INDEX
Pipe , ASME B36.10 , Plain End , ASTM A106-B , Seamless, SCH/THK S-STD
90 Degree Elbow , ASME B16.11 , Class 3000 , Socket Welded End , ASTM A105N ,-
Coupling / Connector , ASME B16.11 , Class 3000 , Female Threaded End , ASTMA105N , -
45 Degree Elbow , ASME B16.11 , Class 3000 , Socket Welded End , ASTM A105N ,-
Blind Flange , ASME B16.5 , Class 150 , Raised-face flanged end , ASTM A105N ,-
Spiral Wound Gasket , ASME B16.20, for ASME B16.5 Flanges , Class 150 , 304stainless steel (18 Cr-8 Ni) ,w/flexible graphite filler , w/304 SSinner ring and 304 SS outer ring , Lowstress , Oxygen Clean (AA) acc. to4WPI-SW70003
Stud Bolt (IN-MM) - , ASTM A193 Grade B7 , Studs - 95 mm Length
Hexagonal Head Nut , ASME B18.2.2 Heavy Hex , ASTM A194 Grade 2H
Globe Valve , API STD 602 , Class 800 , Socket Welded End x Female Threaded End, Bolted Bonnet , Handwheel Operator ,ASTM A105N , API Trim 8 , Process Clean(B) acc. to 4WPI-SW70002
SEE PIPING SUPPORT INDEX
SEE PIPING SUPPORT INDEX
SEE PIPING SUPPORT INDEX
SEE PIPING SUPPORT INDEX
SEE PIPING SUPPORT INDEX
Pipe , ASME B36.19 , Beveled End , ASTM A312 Grade TP304/TP304L , ElectricFusion Welded , (Ej = 0.80), SCH/THKS-40S
90 Degree Long Radius Elbow , ASME B16.9 , Beveled End , ASTM A403 GradeWP304/WP304L , Type W, SCH/THK S-40S
Weld Neck Flange , ASME B16.5 , Class 300 , Raised-face flanged end , ASTMA182 Grade F 304/F 304L, SCH/THK S-40S
Spiral Wound Gasket , ASME B16.20, for ASME B16.5 Flanges , Class 300 , 304stainless steel (18 Cr-8 Ni) ,w/flexible graphite filler , w/304 SSinner ring and 304 SS outer ring ,Oxygen Clean (AA) acc. to 4WPI-SW70003
Stud Bolt (IN-MM) - , ASTM A193 Grade B8, Class 2 , Studs - 150 mm Length
Hexagonal Head Nut , ASME B18.2.2 Heavy Hex , ASTM A194 Grade 8
Stud Bolt (IN-MM) - , ASTM A193 Grade B8, Class 2 , Studs - 230 mm Length
Butterfly Valve, Wafer Type , AP SPEC-ENG-MS009, Extended Stem , Class300 , Raised-face thru-bolted endwithout bolt holes , Manual gearoperator , ASTM A351-CF8M , 316 SS Disk, RPTFE Seat , Stainless Steel Type 17-4PH Shaft , Process Clean (B) acc. to4WPI-SW70002 , Cryogenic Servic
Pipe , ASME B36.19 , Beveled End , ASTM A312 Grade TP304/TP304L , ElectricFusion Welded , (Ej = 0.80), SCH/THKS-40S
Concentric Reducer , ASME B16.9 , Beveled End , ASTM A403 GradeWP304/WP304L , Type W, SCH/THK S-40S
90 Degree Long Radius Elbow , ASME B16.9 , Beveled End , ASTM A403 GradeWP304/WP304L , Type W, SCH/THK S-40S
SockoletR, Reducing , MSS SP-97 , Class 3000 , Socket Welded End , ASTM A182Grade F 304/F 304L
90 Degree Long Radius Elbow , ASME B16.9 , Beveled End , ASTM A403 GradeWP304/WP304L , Type W, SCH/THK S-40S
Weld Neck Flange , ASME B16.5 , Class 300 , Raised-face flanged end , ASTMA182 Grade F 304/F 304L, SCH/THK S-40S
Pipe , ASME B36.19 , Plain End , ASTM A312 Grade TP304/TP304L , Seamless,SCH/THK S-10S
Tee , ASME B16.11 , Class 3000 , Socket Welded End , ASTM A182 Grade F 304/F304L
Plug Hexagonal Head , ASME B16.11 , Male Threaded End , ASTM A182 Grade F 304/F304L
Coupling / Connector , ASME B16.11 , Class 3000 , Socket Welded End x FemaleThreaded End , ASTM A182 Grade F 304/F304L
Spiral Wound Gasket , ASME B16.20, for ASME B16.5 Flanges , Class 300 , 304stainless steel (18 Cr-8 Ni) ,w/flexible graphite filler , w/304 SSinner ring and 304 SS outer ring ,Oxygen Clean (AA) acc. to 4WPI-SW70003
Stud Bolt (IN-MM) - , ASTM A193 Grade B8, Class 2 , Studs - 230 mm Length
Hexagonal Head Nut , ASME B18.2.2 Heavy Hex , ASTM A194 Grade 8
Butterfly Valve, Wafer Type , AP SPEC-ENG-MS009, Extended Stem , Class300 , Raised-face thru-bolted endwithout bolt holes , Manual gearoperator , ASTM A351-CF8M , 316 SS Disk, RPTFE Seat , Stainless Steel Type 17-4PH Shaft , Process Clean (B) acc. to4WPI-SW70002 , Cryogenic Service
Globe Valve , AP SPEC-ENG-MS009 , Class 300 , Socket Welded End x FemaleThreaded End , Bolted Bonnet , HandwheelOperator , ASTM A351-CF8 , BronzeTopworks , Resilient Seat , ProcessClean (B) acc. to 4WPI-SW70002 , InsideScrew with Rising Stem , CryogenicService
SEE INSTRUMENT SUMMARY
SEE PIPING SUPPORT INDEX
SEE PIPING SUPPORT INDEX
Pipe , ASME B36.19 , Beveled End , ASTM A312 Grade TP304/TP304L , ElectricFusion Welded , (Ej = 0.80), SCH/THKS-40S
90 Degree Long Radius Elbow , ASME B16.9 , Beveled End , ASTM A403 GradeWP304/WP304L , Type W, SCH/THK S-40S
Weld Neck Flange , ASME B16.5 , Class 300 , Raised-face flanged end , ASTMA182 Grade F 304/F 304L, SCH/THK S-40S
Spiral Wound Gasket , ASME B16.20, for ASME B16.5 Flanges , Class 300 , 304stainless steel (18 Cr-8 Ni) ,w/flexible graphite filler , w/304 SSinner ring and 304 SS outer ring ,Oxygen Clean (AA) acc. to 4WPI-SW70003
Stud Bolt (IN-MM) - , ASTM A193 Grade B8, Class 2 , Studs - 150 mm Length
Hexagonal Head Nut , ASME B18.2.2 Heavy Hex , ASTM A194 Grade 8
Stud Bolt (IN-MM) - , ASTM A193 Grade B8, Class 2 , Studs - 230 mm Length
Butterfly Valve, Wafer Type , AP SPEC-ENG-MS009, Extended Stem , Class300 , Raised-face thru-bolted endwithout bolt holes , Manual gearoperator , ASTM A351-CF8M , 316 SS Disk, RPTFE Seat , Stainless Steel Type 17-4PH Shaft , Process Clean (B) acc. to4WPI-SW70002 , Cryogenic Service
Pipe , ASME B36.19 , Beveled End , ASTM A312 Grade TP304/TP304L , ElectricFusion Welded , (Ej = 0.80), SCH/THKS-40S
SockoletR, Reducing , MSS SP-97 , Class 3000 , Socket Welded End , ASTM A182Grade F 304/F 304L
90 Degree Long Radius Elbow , ASME B16.9 , Beveled End , ASTM A403 GradeWP304/WP304L , Type W, SCH/THK S-40S
Weld Neck Flange , ASME B16.5 , Class 300 , Raised-face flanged end , ASTMA182 Grade F 304/F 304L, SCH/THK S-40S
Pipe , ASME B36.19 , Plain End , ASTM A312 Grade TP304/TP304L , Seamless,SCH/THK S-10S
Tee , ASME B16.11 , Class 3000 , Socket Welded End , ASTM A182 Grade F 304/F304L
Plug Hexagonal Head , ASME B16.11 , Male Threaded End , ASTM A182 Grade F 304/F304L
Coupling / Connector , ASME B16.11 , Class 3000 , Socket Welded End x FemaleThreaded End , ASTM A182 Grade F 304/F304L
Spiral Wound Gasket , ASME B16.20, for ASME B16.5 Flanges , Class 300 , 304stainless steel (18 Cr-8 Ni) ,w/flexible graphite filler , w/304 SSinner ring and 304 SS outer ring ,Oxygen Clean (AA) acc. to 4WPI-SW70003
Stud Bolt (IN-MM) - , ASTM A193 Grade B8, Class 2 , Studs - 230 mm Length
Hexagonal Head Nut , ASME B18.2.2 Heavy Hex , ASTM A194 Grade 8
Butterfly Valve, Wafer Type , AP SPEC-ENG-MS009, Extended Stem , Class300 , Raised-face thru-bolted endwithout bolt holes , Manual gearoperator , ASTM A351-CF8M , 316 SS Disk, RPTFE Seat , Stainless Steel Type 17-4PH Shaft , Process Clean (B) acc. to4WPI-SW70002 , Cryogenic Service
Globe Valve , AP SPEC-ENG-MS009 , Class 300 , Socket Welded End x FemaleThreaded End , Bolted Bonnet , HandwheelOperator , ASTM A351-CF8 , BronzeTopworks , Resilient Seat , ProcessClean (B) acc. to 4WPI-SW70002 , InsideScrew with Rising Stem , CryogenicService
SEE INSTRUMENT SUMMARY
SEE PIPING SUPPORT INDEX
SEE PIPING SUPPORT INDEX
Pipe , ASME B36.19 , Beveled End , ASTM A312 Grade TP304/TP304L , ElectricFusion Welded , (Ej = 0.80), SCH/THKS-40S
90 Degree Long Radius Elbow , ASME B16.9 , Beveled End , ASTM A403 GradeWP304/WP304L , Type W, SCH/THK S-40S
Weld Neck Flange , ASME B16.5 , Class 300 , Raised-face flanged end , ASTMA182 Grade F 304/F 304L, SCH/THK S-40S
Spiral Wound Gasket , ASME B16.20, for ASME B16.5 Flanges , Class 300 , 304stainless steel (18 Cr-8 Ni) ,w/flexible graphite filler , w/304 SSinner ring and 304 SS outer ring ,Oxygen Clean (AA) acc. to 4WPI-SW70003
Stud Bolt (IN-MM) - , ASTM A193 Grade B8, Class 2 , Studs - 150 mm Length
Hexagonal Head Nut , ASME B18.2.2 Heavy Hex , ASTM A194 Grade 8
Stud Bolt (IN-MM) - , ASTM A193 Grade B8, Class 2 , Studs - 230 mm Length
Butterfly Valve, Wafer Type , AP SPEC-ENG-MS009, Extended Stem , Class300 , Raised-face thru-bolted endwithout bolt holes , Manual gearoperator , ASTM A351-CF8M , 316 SS Disk, RPTFE Seat , Stainless Steel Type 17-4PH Shaft , Process Clean (B) acc. to4WPI-SW70002 , Cryogenic Service
Pipe , ASME B36.19 , Beveled End , ASTM A312 Grade TP304/TP304L , ElectricFusion Welded , (Ej = 0.80), SCH/THKS-40S
SockoletR, Reducing , MSS SP-97 , Class 3000 , Socket Welded End , ASTM A182Grade F 304/F 304L
Weld Neck Flange , ASME B16.5 , Class 300 , Raised-face flanged end , ASTMA182 Grade F 304/F 304L, SCH/THK S-40S
Pipe , ASME B36.19 , Plain End , ASTM A312 Grade TP304/TP304L , Seamless,SCH/THK S-10S
Tee , ASME B16.11 , Class 3000 , Socket Welded End , ASTM A182 Grade F 304/F304L
Plug Hexagonal Head , ASME B16.11 , Male Threaded End , ASTM A182 Grade F 304/F304L
Coupling / Connector , ASME B16.11 , Class 3000 , Socket Welded End x FemaleThreaded End , ASTM A182 Grade F 304/F304L
Spiral Wound Gasket , ASME B16.20, for ASME B16.5 Flanges , Class 300 , 304stainless steel (18 Cr-8 Ni) ,w/flexible graphite filler , w/304 SSinner ring and 304 SS outer ring ,Oxygen Clean (AA) acc. to 4WPI-SW70003
Stud Bolt (IN-MM) - , ASTM A193 Grade B8, Class 2 , Studs - 230 mm Length
Hexagonal Head Nut , ASME B18.2.2 Heavy Hex , ASTM A194 Grade 8
Globe Valve , AP SPEC-ENG-MS009 , Class 300 , Socket Welded End x FemaleThreaded End , Bolted Bonnet , HandwheelOperator , ASTM A351-CF8 , BronzeTopworks , Resilient Seat , ProcessClean (B) acc. to 4WPI-SW70002 , InsideScrew with Rising Stem , CryogenicService
SEE INSTRUMENT SUMMARY
SEE PIPING SUPPORT INDEX
SEE PIPING SUPPORT INDEX
Pipe , ASME B36.19 , Beveled End , ASTM A312 Grade TP304/TP304L , ElectricFusion Welded , (Ej = 0.80), SCH/THKS-40S
Concentric Reducer , ASME B16.9 , Beveled End , ASTM A403 GradeWP304/WP304L , Type W, SCH/THK S-40S3 90 Degree Long Radius Elbow , ASME B16.9 , Beveled End , ASTM A403 GradeWP304/WP304L , Type W, SCH/THK S-40S
90 Degree Long Radius Elbow , ASME B16.9 , Beveled End , ASTM A403 Grade WP304/WP304L , Type W, SCH/THK S-40S
Weld Neck Flange , ASME B16.5 , Class 300 , Raised-face flanged end , ASTMA182 Grade F 304/F 304L, SCH/THK S-40S
Spiral Wound Gasket , ASME B16.20, for ASME B16.5 Flanges , Class 300 , 304stainless steel (18 Cr-8 Ni) ,w/flexible graphite filler , w/304 SSinner ring and 304 SS outer ring ,Oxygen Clean (AA) acc. to 4WPI-SW70003
Butterfly Valve, Wafer Type , APSPEC-ENG-MS009, Extended Stem , Class300 , Raised-face thru-bolted endwithout bolt holes , Manual gearoperator , ASTM A351-CF8M , 316 SS Disk, RPTFE Seat , Stainless Steel Type 17-4PH Shaft , Process Clean (B) acc. to4WPI-SW70002 , Cryogenic Service
SEE PIPING SUPPORT INDEX
SEE PIPING SUPPORT INDEX
Pipe , ASME B36.19 , Beveled End , ASTM A312 Grade TP304/TP304L , ElectricFusion Welded , (Ej = 0.80), SCH/THKS-40S
Reducing Tee , ASME B16.9 , Beveled End , ASTM A403 Grade WP304/WP304L , Type W,SCH/THK S-40S
SEE PIPING SUPPORT INDEX
SEE PIPING SUPPORT INDEX
SEE PIPING SUPPORT INDEX
SEE PIPING SUPPORT INDEX
Pipe , ASME B36.19 , Beveled End , ASTM A312 Grade TP304/TP304L , ElectricFusion Welded , (Ej = 0.80), SCH/THKS-40S
SockoletR, Reducing , MSS SP-97 , Class 3000 , Socket Welded End , ASTM A182Grade F 304/F 304L
90 Degree Long Radius Elbow , ASME B16.9 , Beveled End , ASTM A403 GradeWP304/WP304L , Type W, SCH/THK S-40S
Weld Neck Flange , ASME B16.5 , Class 300 , Raised-face flanged end , ASTMA182 Grade F 304/F 304L, SCH/THK S-40S
RTD - SEE INSTRUMENT SUMMARY
RTD - SEE INSTRUMENT SUMMARY
RTD - SEE INSTRUMENT SUMMARY
Spiral Wound Gasket , ASME B16.20, for ASME B16.5 Flanges , Class 300 , 304stainless steel (18 Cr-8 Ni) ,w/flexible graphite filler , w/304 SSinner ring and 304 SS outer ring ,Oxygen Clean (AA) acc. to 4WPI-SW70003
Stud Bolt (IN-MM) - , ASTM A193 Grade B8, Class 2 , Studs - 190 mm Length
Hexagonal Head Nut , ASME B18.2.2 Heavy Hex , ASTM A194 Grade 8
Pipe , ASME B36.19 , Beveled End , ASTM A312 Grade TP304/TP304L , ElectricFusion Welded , (Ej = 0.80), SCH/THKS-40S
SockoletR, Reducing , MSS SP-97 , Class 3000 , Socket Welded End , ASTM A182Grade F 304/F 304L
90 Degree Long Radius Elbow , ASME B16.9 , Beveled End , ASTM A403 GradeWP304/WP304L , Type W, SCH/THK S-40S
Weld Neck Flange , ASME B16.5 , Class 300 , Raised-face flanged end , ASTMA182 Grade F 304/F 304L, SCH/THK S-40S
Pipe , ASME B36.19 , Plain End , ASTM A312 Grade TP304/TP304L , Seamless,SCH/THK S-10S
Spiral Wound Gasket , ASME B16.20, for ASME B16.5 Flanges , Class 300 , 304stainless steel (18 Cr-8 Ni) ,w/flexible graphite filler , w/304 SSinner ring and 304 SS outer ring ,Oxygen Clean (AA) acc. to 4WPI-SW70003
Stud Bolt (IN-MM) - , ASTM A193 Grade B8, Class 2 , Studs - 190 mm Length
Hexagonal Head Nut , ASME B18.2.2 Heavy Hex , ASTM A194 Grade 8
Needle Valve , Generic manufacturer , 6000 psig , Socket Welded End x FemaleThreaded End , Union Bonnet , T-handle,short , 316L stainless steel , PTFEPacking , Oxygen Clean (AA) acc. to4WPI-SW70003
SEE INSTRUMENT SUMMARY
SEE PIPING SUPPORT INDEX
SEE PIPING SUPPORT INDEX
SEE PIPING SUPPORT INDEX
SEE PIPING SUPPORT INDEX
Pipe , ASME B36.19 , Beveled End , ASTM A312 Grade TP304/TP304L , ElectricFusion Welded , (Ej = 0.80), SCH/THKS-40S
Pipe , ASME B36.19 , Beveled End , ASTM A312 Grade TP304/TP304L , ElectricFusion Welded , (Ej = 0.80), SCH/THKS-40S
Reducing Tee , ASME B16.9 , Beveled End , ASTM A403 Grade WP304/WP304L , Type W,SCH/THK S-40S
90 Degree Long Radius Elbow , ASME B16.9 , Beveled End , ASTM A403 GradeWP304/WP304L , Type W, SCH/THK S-40S
Concentric Reducer , ASME B16.9 , Beveled End , ASTM A403 GradeWP304/WP304L , Type WX, SCH/THK S-40S
SockoletR, Reducing , MSS SP-97 , Class 3000 , Socket Welded End , ASTM A182Grade F 304/F 304L
Weld Neck Flange , ASME B16.5 , Class 300 , Raised-face flanged end , ASTMA182 Grade F 304/F 304L, SCH/THK S-40S
Weld Neck Flange , ASME B16.5 , Class 300 , Raised-face flanged end , ASTMA182 Grade F 304/F 304L, SCH/THK S-40S
Weld Neck Flange , ASME B16.5 , Class 300 , Raised-face flanged end , ASTMA182 Grade F 304/F 304L, SCH/THK S-10S
SEE INSTRUMENT SUMMARY
Pipe , ASME B36.19 , Plain End , ASTM A312 Grade TP304/TP304L , Seamless,SCH/THK S-10S
Plug Hexagonal Head , ASME B16.11 , Male Threaded End , ASTM A182 Grade F 304/F304L
Spiral Wound Gasket , ASME B16.20, for ASME B16.5 Flanges , Class 300 , 304stainless steel (18 Cr-8 Ni) ,w/flexible graphite filler , w/304 SSinner ring and 304 SS outer ring ,Oxygen Clean (AA) acc. to 4WPI-SW70003
Spiral Wound Gasket , ASME B16.20, for ASME B16.5 Flanges , Class 300 , 304stainless steel (18 Cr-8 Ni) ,w/flexible graphite filler , w/304 SSinner ring and 304 SS outer ring ,Oxygen Clean (AA) acc. to 4WPI-SW70003
Spiral Wound Gasket , ASME B16.20, for ASME B16.5 Flanges , Class 300 , 304stainless steel (18 Cr-8 Ni) ,w/flexible graphite filler , w/304 SSinner ring and 304 SS outer ring ,Oxygen Clean (AA) acc. to 4WPI-SW70003
Stud Bolt (IN-MM) - , ASTM A193 Grade B8, Class 2 , Studs - 190 mm Length
Hexagonal Head Nut , ASME B18.2.2 Heavy Hex , ASTM A194 Grade 8
Stud Bolt (IN-MM) - , ASTM A193 Grade B8, Class 2 , Studs - 150 mm Length
Hexagonal Head Nut , ASME B18.2.2 Heavy Hex , ASTM A194 Grade 8
Stud Bolt (IN-MM) - , ASTM A193 Grade B8, Class 2 , Studs - 150 mm Length
Hexagonal Head Nut , ASME B18.2.2 Heavy Hex , ASTM A194 Grade 8
Gate Valve, Flexible Wedge , API 600 , Class 300 , Raised-face flanged end ,Bolted Bonnet , Handwheel Operator ,ASTM A351-CF8M , API Trim 12 , ProcessClean (B) acc. to 4WPI-SW70002
Globe Valve , AP SPEC-ENG-MS009 , Class 300 , Socket Welded End x FemaleThreaded End , Bolted Bonnet , HandwheelOperator , ASTM A351-CF8 , BronzeTopworks , Resilient Seat , ProcessClean (B) acc. to 4WPI-SW70002 , InsideScrew with Rising Stem , CryogenicService
Pipe , ASME B36.19 , Beveled End , ASTM A312 Grade TP304/TP304L , ElectricFusion Welded , (Ej = 0.80), SCH/THKS-40S
Pipe , ASME B36.19 , Beveled End , ASTM A312 Grade TP304/TP304L , ElectricFusion Welded , (Ej = 0.80), SCH/THKS-40S
Reducing Tee , ASME B16.9 , Beveled End , ASTM A403 Grade WP304/WP304L , Type W,SCH/THK S-40S
SockoletR, Reducing , MSS SP-97 , Class 3000 , Socket Welded End , ASTM A182Grade F 304/F 304L
Concentric Reducer , ASME B16.9 , Beveled End , ASTM A403 GradeWP304/WP304L , Type WX, SCH/THK S-40S
SockoletR, Reducing , MSS SP-97 , Class 3000 , Socket Welded End , ASTM A182Grade F 304/F 304L
Weld Neck Flange , ASME B16.5 , Class 300 , Raised-face flanged end , ASTMA182 Grade F 304/F 304L, SCH/THK S-40S
Weld Neck Flange , ASME B16.5 , Class 300 , Raised-face flanged end , ASTMA182 Grade F 304/F 304L, SCH/THK S-40S
Weld Neck Flange , ASME B16.5 , Class 300 , Raised-face flanged end , ASTMA182 Grade F 304/F 304L, SCH/THK S-10S
SEE INSTRUMENT SUMMARY
Pipe , ASME B36.19 , Plain End , ASTM A312 Grade TP304/TP304L , Seamless,SCH/THK S-10S
Plug Hexagonal Head , ASME B16.11 , Male Threaded End , ASTM A182 Grade F 304/F304L
Nipple , ASME B36.19 , Plain End x Male Threaded End , ASTM A312 GradeTP304/TP304L , 4in Long , Seamless,SCH/THK S-80S
Coupling / Connector , ASME B16.11 , Class 3000 , Socket Welded End x FemaleThreaded End , ASTM A182 Grade F 304/F304L
Spiral Wound Gasket , ASME B16.20, for ASME B16.5 Flanges , Class 300 , 304stainless steel (18 Cr-8 Ni) ,w/flexible graphite filler , w/304 SSinner ring and 304 SS outer ring ,Oxygen Clean (AA) acc. to 4WPI-SW70003
Spiral Wound Gasket , ASME B16.20, for ASME B16.5 Flanges , Class 300 , 304stainless steel (18 Cr-8 Ni) ,w/flexible graphite filler , w/304 SSinner ring and 304 SS outer ring ,Oxygen Clean (AA) acc. to 4WPI-SW70003
Spiral Wound Gasket , ASME B16.20, for ASME B16.5 Flanges , Class 300 , 304stainless steel (18 Cr-8 Ni) ,w/flexible graphite filler , w/304 SSinner ring and 304 SS outer ring ,Oxygen Clean (AA) acc. to 4WPI-SW70003
Stud Bolt (IN-MM) - , ASTM A193 Grade B8, Class 2 , Studs - 150 mm Length
Hexagonal Head Nut , ASME B18.2.2 Heavy Hex , ASTM A194 Grade 8
Stud Bolt (IN-MM) - , ASTM A193 Grade B8, Class 2 , Studs - 150 mm Length
Hexagonal Head Nut , ASME B18.2.2 Heavy Hex , ASTM A194 Grade 8
Gate Valve, Flexible Wedge , API 600 , Class 300 , Raised-face flanged end ,Bolted Bonnet , Handwheel Operator ,ASTM A351-CF8M , API Trim 12 , ProcessClean (B) acc. to 4WPI-SW70002
Globe Valve , AP SPEC-ENG-MS009 , Class 300 , Socket Welded End x FemaleThreaded End , Bolted Bonnet , HandwheelOperator , ASTM A351-CF8 , BronzeTopworks , Resilient Seat , ProcessClean (B) acc. to 4WPI-SW70002 , InsideScrew with Rising Stem , CryogenicService
Gate Valve, Solid Wedge , API 602 , Class 800 , Socket Welded End x FemaleThreaded End , Bolted Bonnet , HandwheelOperator , ASTM A182 Grade F 316/F 316L, API Trim 12 , Process Clean (B) acc.to 4WPI-SW70002
SEE PIPING SUPPORT INDEX
SEE PIPING SUPPORT INDEX
Pipe , ASME B36.19 , Beveled End , ASTM A312 Grade TP304/TP304L , ElectricFusion Welded , (Ej = 0.80), SCH/THKS-40S
Pipe , ASME B36.19 , Beveled End , ASTM A312 Grade TP304/TP304L , ElectricFusion Welded , (Ej = 0.80), SCH/THKS-40S
Eccentric Reducer , ASME B16.9 , Beveled End , ASTM A403 Grade WP304/WP304L ,Type W, SCH/THK S-40S
SockoletR, Reducing , MSS SP-97 , Class 3000 , Socket Welded End , ASTM A182Grade F 304/F 304L
90 Degree Long Radius Elbow , ASME B16.9 , Beveled End , ASTM A403 GradeWP304/WP304L , Type W, SCH/THK S-40S
Weld Neck Flange , ASME B16.5 , Class 300 , Raised-face flanged end , ASTMA182 Grade F 304/F 304L, SCH/THK S-40S
Weld Neck Flange , ASME B16.5 , Class 300 , Raised-face flanged end , ASTMA182 Grade F 304/F 304L, SCH/THK S-40S
SEE INSTRUMENT SUMMARY
Pipe , ASME B36.19 , Plain End , ASTM A312 Grade TP304/TP304L , Seamless,SCH/THK S-10S
90 Degree Elbow , ASME B16.11 , Class 3000 , Socket Welded End , ASTM A182Grade F 304/F 304L
Spiral Wound Gasket , ASME B16.20, for ASME B16.5 Flanges , Class 300 , 304stainless steel (18 Cr-8 Ni) ,w/flexible graphite filler , w/304 SSinner ring and 304 SS outer ring ,Oxygen Clean (AA) acc. to 4WPI-SW70003
Spiral Wound Gasket , ASME B16.20, for ASME B16.5 Flanges , Class 300 , 304stainless steel (18 Cr-8 Ni) ,w/flexible graphite filler , w/304 SSinner ring and 304 SS outer ring ,Oxygen Clean (AA) acc. to 4WPI-SW70003
Stud Bolt (IN-MM) - , ASTM A193 Grade B8, Class 2 , Studs - 315 mm Length
Hexagonal Head Nut , ASME B18.2.2 Heavy Hex , ASTM A194 Grade 8
Stud Bolt (IN-MM) - , ASTM A193 Grade B8, Class 2 , Studs - 260 mm Length
Hexagonal Head Nut , ASME B18.2.2 Heavy Hex , ASTM A194 Grade 8
Butterfly Valve, Wafer Type , API 609 Category B , Class 300 , Raised-facethru-bolted end without bolt holes ,Manual gear operator , ASTM A351-CF8M ,316 SS Disk , RPTFE Seat , StainlessSteel Type 17-4 PH Shaft , Process Clean(B) acc. to 4WPI-SW70002
Globe Valve , API STD 602 , Class 800 , Socket Weld End , Bolted Bonnet ,Handwheel Operator , ASTM A182 Grade F316/F 316L , API Trim 12 , Process Clean(B) acc. to 4WPI-SW70002
SEE PIPING SUPPORT INDEX
SEE PIPING SUPPORT INDEX
SEE PIPING SUPPORT INDEX
Pipe , ASME B36.19 , Plain End , ASTM A312 Grade TP304/TP304L , Seamless,SCH/THK S-10S
90 Degree Elbow , ASME B16.11 , Class 3000 , Socket Welded End , ASTM A182Grade F 304/F 304L
SEE PIPING SUPPORT INDEX
SEE PIPING SUPPORT INDEX
SEE PIPING SUPPORT INDEX
SEE PIPING SUPPORT INDEX
SEE PIPING SUPPORT INDEX
Pipe , ASME B36.19 , Beveled End , ASTM A312 Grade TP304/TP304L , ElectricFusion Welded , (Ej = 0.80), SCH/THKS-40S
SockoletR, Reducing , MSS SP-97 , Class 3000 , Socket Welded End , ASTM A182Grade F 304/F 304L
90 Degree Long Radius Elbow , ASME B16.9 , Beveled End , ASTM A403 GradeWP304/WP304L , Type W, SCH/THK S-40S
Weld Neck Flange , ASME B16.5 , Class 300 , Raised-face flanged end , ASTMA182 Grade F 304/F 304L, SCH/THK S-40S
RTD - SEE INSTRUMENT SUMMARY
RTD - SEE INSTRUMENT SUMMARY
RTD - SEE INSTRUMENT SUMMARY
Spiral Wound Gasket , ASME B16.20, for ASME B16.5 Flanges , Class 300 , 304stainless steel (18 Cr-8 Ni) ,w/flexible graphite filler , w/304 SSinner ring and 304 SS outer ring ,Oxygen Clean (AA) acc. to 4WPI-SW70003
Stud Bolt (IN-MM) - , ASTM A193 Grade B8, Class 2 , Studs - 190 mm Length
Hexagonal Head Nut , ASME B18.2.2 Heavy Hex , ASTM A194 Grade 8
Pipe , ASME B36.19 , Beveled End , ASTM A312 Grade TP304/TP304L , ElectricFusion Welded , (Ej = 0.80), SCH/THKS-40S
SockoletR, Reducing , MSS SP-97 , Class 3000 , Socket Welded End , ASTM A182Grade F 304/F 304L
90 Degree Long Radius Elbow , ASME B16.9 , Beveled End , ASTM A403 GradeWP304/WP304L , Type W, SCH/THK S-40S
Weld Neck Flange , ASME B16.5 , Class 300 , Raised-face flanged end , ASTMA182 Grade F 304/F 304L, SCH/THK S-40S
Pipe , ASME B36.19 , Plain End , ASTM A312 Grade TP304/TP304L , Seamless,SCH/THK S-10S
Spiral Wound Gasket , ASME B16.20, for ASME B16.5 Flanges , Class 300 , 304stainless steel (18 Cr-8 Ni) ,w/flexible graphite filler , w/304 SSinner ring and 304 SS outer ring ,Oxygen Clean (AA) acc. to 4WPI-SW70003
Stud Bolt (IN-MM) - , ASTM A193 Grade B8, Class 2 , Studs - 190 mm Length
Hexagonal Head Nut , ASME B18.2.2 Heavy Hex , ASTM A194 Grade 8
Needle Valve , Generic manufacturer , 6000 psig , Socket Welded End x FemaleThreaded End , Union Bonnet , T-handle,short , 316L stainless steel , PTFEPacking , Oxygen Clean (AA) acc. to4WPI-SW70003
SEE INSTRUMENT SUMMARY
SEE PIPING SUPPORT INDEX
SEE PIPING SUPPORT INDEX
SEE PIPING SUPPORT INDEX
SEE PIPING SUPPORT INDEX 350
Pipe , ASME B36.19 , Beveled End , ASTM A312 Grade TP304/TP304L , ElectricFusion Welded , (Ej = 0.80), SCH/THKS-40S
Pipe , ASME B36.19 , Beveled End , ASTM A312 Grade TP304/TP304L , ElectricFusion Welded , (Ej = 0.80), SCH/THKS-40S
Reducing Tee , ASME B16.9 , Beveled End , ASTM A403 Grade WP304/WP304L , Type W,SCH/THK S-40S
90 Degree Long Radius Elbow , ASME B16.9 , Beveled End , ASTM A403 GradeWP304/WP304L , Type W, SCH/THK S-40S
Concentric Reducer , ASME B16.9 , Beveled End , ASTM A403 GradeWP304/WP304L , Type WX, SCH/THK S-40S
SockoletR, Reducing , MSS SP-97 , Class 3000 , Socket Welded End , ASTM A182Grade F 304/F 304L
Weld Neck Flange , ASME B16.5 , Class 300 , Raised-face flanged end , ASTMA182 Grade F 304/F 304L, SCH/THK S-40S
Weld Neck Flange , ASME B16.5 , Class 300 , Raised-face flanged end , ASTMA182 Grade F 304/F 304L, SCH/THK S-40S
Weld Neck Flange , ASME B16.5 , Class 300 , Raised-face flanged end , ASTMA182 Grade F 304/F 304L, SCH/THK S-10S
SEE INSTRUMENT SUMMARY
Pipe , ASME B36.19 , Plain End , ASTM A312 Grade TP304/TP304L , Seamless,SCH/THK S-10S
Plug Hexagonal Head , ASME B16.11 , Male Threaded End , ASTM A182 Grade F 304/F304L
Spiral Wound Gasket , ASME B16.20, for ASME B16.5 Flanges , Class 300 , 304stainless steel (18 Cr-8 Ni) ,w/flexible graphite filler , w/304 SSinner ring and 304 SS outer ring ,Oxygen Clean (AA) acc. to 4WPI-SW70003
Spiral Wound Gasket , ASME B16.20, for ASME B16.5 Flanges , Class 300 , 304stainless steel (18 Cr-8 Ni) ,w/flexible graphite filler , w/304 SSinner ring and 304 SS outer ring ,Oxygen Clean (AA) acc. to 4WPI-SW70003
Spiral Wound Gasket , ASME B16.20, for ASME B16.5 Flanges , Class 300 , 304stainless steel (18 Cr-8 Ni) ,w/flexible graphite filler , w/304 SSinner ring and 304 SS outer ring ,Oxygen Clean (AA) acc. to 4WPI-SW70003
Stud Bolt (IN-MM) - , ASTM A193 Grade B8, Class 2 , Studs - 190 mm Length
Hexagonal Head Nut , ASME B18.2.2 Heavy Hex , ASTM A194 Grade 8
Stud Bolt (IN-MM) - , ASTM A193 Grade B8, Class 2 , Studs - 150 mm Length
Hexagonal Head Nut , ASME B18.2.2 Heavy Hex , ASTM A194 Grade 8
Stud Bolt (IN-MM) - , ASTM A193 Grade B8, Class 2 , Studs - 150 mm Length
Hexagonal Head Nut , ASME B18.2.2 Heavy Hex , ASTM A194 Grade 8
Gate Valve, Flexible Wedge , API 600 , Class 300 , Raised-face flanged end ,Bolted Bonnet , Handwheel Operator ,ASTM A351-CF8M , API Trim 12 , ProcessClean (B) acc. to 4WPI-SW70002
Globe Valve , AP SPEC-ENG-MS009 , Class 300 , Socket Welded End x FemaleThreaded End , Bolted Bonnet , HandwheelOperator , ASTM A351-CF8 , BronzeTopworks , Resilient Seat , ProcessClean (B) acc. to 4WPI-SW70002 , InsideScrew with Rising Stem , CryogenicService
Pipe , ASME B36.19 , Beveled End , ASTM A312 Grade TP304/TP304L , ElectricFusion Welded , (Ej = 0.80), SCH/THKS-40S
Pipe , ASME B36.19 , Beveled End , ASTM A312 Grade TP304/TP304L , ElectricFusion Welded , (Ej = 0.80), SCH/THKS-40S
Reducing Tee , ASME B16.9 , Beveled End , ASTM A403 Grade WP304/WP304L , Type W,SCH/THK S-40S
SockoletR, Reducing , MSS SP-97 , Class 3000 , Socket Welded End , ASTM A182Grade F 304/F 304L
Concentric Reducer , ASME B16.9 , Beveled End , ASTM A403 GradeWP304/WP304L , Type WX, SCH/THK S-40S
SockoletR, Reducing , MSS SP-97 , Class 3000 , Socket Welded End , ASTM A182Grade F 304/F 304L
Weld Neck Flange , ASME B16.5 , Class 300 , Raised-face flanged end , ASTMA182 Grade F 304/F 304L, SCH/THK S-40S
Weld Neck Flange , ASME B16.5 , Class 300 , Raised-face flanged end , ASTMA182 Grade F 304/F 304L, SCH/THK S-40S
Weld Neck Flange , ASME B16.5 , Class 300 , Raised-face flanged end , ASTMA182 Grade F 304/F 304L, SCH/THK S-10S
SEE INSTRUMENT SUMMARY
Pipe , ASME B36.19 , Plain End , ASTM A312 Grade TP304/TP304L , Seamless,SCH/THK S-10S
Plug Hexagonal Head , ASME B16.11 , Male Threaded End , ASTM A182 Grade F 304/F304L
Nipple , ASME B36.19 , Plain End x Male Threaded End , ASTM A312 GradeTP304/TP304L , 4in Long , Seamless,SCH/THK S-80S
Coupling / Connector , ASME B16.11 , Class 3000 , Socket Welded End x FemaleThreaded End , ASTM A182 Grade F 304/F304L
Spiral Wound Gasket , ASME B16.20, for ASME B16.5 Flanges , Class 300 , 304stainless steel (18 Cr-8 Ni) ,w/flexible graphite filler , w/304 SSinner ring and 304 SS outer ring ,Oxygen Clean (AA) acc. to 4WPI-SW70003
Spiral Wound Gasket , ASME B16.20, for ASME B16.5 Flanges , Class 300 , 304stainless steel (18 Cr-8 Ni) ,w/flexible graphite filler , w/304 SSinner ring and 304 SS outer ring ,Oxygen Clean (AA) acc. to 4WPI-SW70003
Spiral Wound Gasket , ASME B16.20, for ASME B16.5 Flanges , Class 300 , 304stainless steel (18 Cr-8 Ni) ,w/flexible graphite filler , w/304 SSinner ring and 304 SS outer ring ,Oxygen Clean (AA) acc. to 4WPI-SW70003
Stud Bolt (IN-MM) - , ASTM A193 Grade B8, Class 2 , Studs - 150 mm Length
Hexagonal Head Nut , ASME B18.2.2 Heavy Hex , ASTM A194 Grade 8
Stud Bolt (IN-MM) - , ASTM A193 Grade B8, Class 2 , Studs - 150 mm Length
Hexagonal Head Nut , ASME B18.2.2 Heavy Hex , ASTM A194 Grade 8
Gate Valve, Flexible Wedge , API 600 , Class 300 , Raised-face flanged end ,Bolted Bonnet , Handwheel Operator ,ASTM A351-CF8M , API Trim 12 , ProcessClean (B) acc. to 4WPI-SW70002
Globe Valve , AP SPEC-ENG-MS009 , Class 300 , Socket Welded End x FemaleThreaded End , Bolted Bonnet , HandwheelOperator , ASTM A351-CF8 , BronzeTopworks , Resilient Seat , ProcessClean (B) acc. to 4WPI-SW70002 , InsideScrew with Rising Stem , CryogenicService
Gate Valve, Solid Wedge , API 602 , Class 800 , Socket Welded End x FemaleThreaded End , Bolted Bonnet , HandwheelOperator , ASTM A182 Grade F 316/F 316L, API Trim 12 , Process Clean (B) acc.to 4WPI-SW70002
SEE PIPING SUPPORT INDEX
SEE PIPING SUPPORT INDEX
Pipe , ASME B36.19 , Beveled End , ASTM A312 Grade TP304/TP304L , ElectricFusion Welded , (Ej = 0.80), SCH/THKS-40S
Pipe , ASME B36.19 , Beveled End , ASTM A312 Grade TP304/TP304L , ElectricFusion Welded , (Ej = 0.80), SCH/THKS-40S
Eccentric Reducer , ASME B16.9 , Beveled End , ASTM A403 Grade WP304/WP304L ,Type W, SCH/THK S-40S
SockoletR, Reducing , MSS SP-97 , Class 3000 , Socket Welded End , ASTM A182Grade F 304/F 304L
90 Degree Long Radius Elbow , ASME B16.9 , Beveled End , ASTM A403 GradeWP304/WP304L , Type W, SCH/THK S-40S
Weld Neck Flange , ASME B16.5 , Class 300 , Raised-face flanged end , ASTMA182 Grade F 304/F 304L, SCH/THK S-40S
Weld Neck Flange , ASME B16.5 , Class 300 , Raised-face flanged end , ASTMA182 Grade F 304/F 304L, SCH/THK S-40S
SEE INSTRUMENT SUMMARY
Pipe , ASME B36.19 , Plain End , ASTM A312 Grade TP304/TP304L , Seamless,SCH/THK S-10S
90 Degree Elbow , ASME B16.11 , Class 3000 , Socket Welded End , ASTM A182Grade F 304/F 304LGASKETS
Spiral Wound Gasket , ASME B16.20, for ASME B16.5 Flanges , Class 300 , 304stainless steel (18 Cr-8 Ni) ,w/flexible graphite filler , w/304 SSinner ring and 304 SS outer ring ,Oxygen Clean (AA) acc. to 4WPI-SW70003
Spiral Wound Gasket , ASME B16.20, for ASME B16.5 Flanges , Class 300 , 304stainless steel (18 Cr-8 Ni) ,w/flexible graphite filler , w/304 SSinner ring and 304 SS outer ring ,Oxygen Clean (AA) acc. to 4WPI-SW70003
Stud Bolt (IN-MM) - , ASTM A193 Grade B8, Class 2 , Studs - 315 mm Length
Hexagonal Head Nut , ASME B18.2.2 Heavy Hex , ASTM A194 Grade 8
Stud Bolt (IN-MM) - , ASTM A193 Grade B8, Class 2 , Studs - 260 mm Length
Hexagonal Head Nut , ASME B18.2.2 Heavy Hex , ASTM A194 Grade 8
Butterfly Valve, Wafer Type , API 609 Category B , Class 300 , Raised-facethru-bolted end without bolt holes ,Manual gear operator , ASTM A351-CF8M ,316 SS Disk , RPTFE Seat , StainlessSteel Type 17-4 PH Shaft , Process Clean(B) acc. to 4WPI-SW70002
Globe Valve , API STD 602 , Class 800 , Socket Weld End , Bolted Bonnet ,Handwheel Operator , ASTM A182 Grade F316/F 316L , API Trim 12 , Process Clean(B) acc. to 4WPI-SW70002
SEE PIPING SUPPORT INDEX
SEE PIPING SUPPORT INDEX
SEE PIPING SUPPORT INDEX
Pipe , ASME B36.19 , Plain End , ASTM A312 Grade TP304/TP304L , Seamless,SCH/THK S-10S
90 Degree Elbow , ASME B16.11 , Class 3000 , Socket Welded End , ASTM A182Grade F 304/F 304L
SEE PIPING SUPPORT INDEX
SEE PIPING SUPPORT INDEX
SEE PIPING SUPPORT INDEX
SEE PIPING SUPPORT INDEX
SEE PIPING SUPPORT INDEX
Pipe , ASME B36.19 , Beveled End , ASTM A312 Grade TP304/TP304L , ElectricFusion Welded , (Ej = 0.80), SCH/THKS-40S
SockoletR, Reducing , MSS SP-97 , Class 3000 , Socket Welded End , ASTM A182Grade F 304/F 304L
90 Degree Long Radius Elbow , ASME B16.9 , Beveled End , ASTM A403 GradeWP304/WP304L , Type W, SCH/THK S-40S
Weld Neck Flange , ASME B16.5 , Class 300 , Raised-face flanged end , ASTMA182 Grade F 304/F 304L, SCH/THK S-40S
RTD - SEE INSTRUMENT SUMMARY
RTD - SEE INSTRUMENT SUMMARY
RTD - SEE INSTRUMENT SUMMARY
Spiral Wound Gasket , ASME B16.20, for ASME B16.5 Flanges , Class 300 , 304stainless steel (18 Cr-8 Ni) ,w/flexible graphite filler , w/304 SSinner ring and 304 SS outer ring ,Oxygen Clean (AA) acc. to 4WPI-SW70003
Stud Bolt (IN-MM) - , ASTM A193 Grade B8, Class 2 , Studs - 190 mm Length
Hexagonal Head Nut , ASME B18.2.2 Heavy Hex , ASTM A194 Grade 8
Pipe , ASME B36.19 , Beveled End , ASTM A312 Grade TP304/TP304L , ElectricFusion Welded , (Ej = 0.80), SCH/THKS-40S
SockoletR, Reducing , MSS SP-97 , Class 3000 , Socket Welded End , ASTM A182Grade F 304/F 304L
90 Degree Long Radius Elbow , ASME B16.9 , Beveled End , ASTM A403 GradeWP304/WP304L , Type W, SCH/THK S-40S
Weld Neck Flange , ASME B16.5 , Class 300 , Raised-face flanged end , ASTMA182 Grade F 304/F 304L, SCH/THK S-40S
Pipe , ASME B36.19 , Plain End , ASTM A312 Grade TP304/TP304L , Seamless,SCH/THK S-10S
Spiral Wound Gasket , ASME B16.20, for ASME B16.5 Flanges , Class 300 , 304stainless steel (18 Cr-8 Ni) ,w/flexible graphite filler , w/304 SSinner ring and 304 SS outer ring ,Oxygen Clean (AA) acc. to 4WPI-SW70003
Stud Bolt (IN-MM) - , ASTM A193 Grade B8, Class 2 , Studs - 190 mm Length
Hexagonal Head Nut , ASME B18.2.2 Heavy Hex , ASTM A194 Grade 8
Needle Valve , Generic manufacturer , 6000 psig , Socket Welded End x FemaleThreaded End , Union Bonnet , T-handle,short , 316L stainless steel , PTFEPacking , Oxygen Clean (AA) acc. to4WPI-SW70003
SEE INSTRUMENT SUMMARY
SEE PIPING SUPPORT INDEX
SEE PIPING SUPPORT INDEX
Pipe , ASME B36.19 , Beveled End , ASTM A312 Grade TP304/TP304L , ElectricFusion Welded , (Ej = 0.80), SCH/THKS-40S
Pipe , ASME B36.19 , Beveled End , ASTM A312 Grade TP304/TP304L , ElectricFusion Welded , (Ej = 0.80), SCH/THKS-40S
Reducing Tee , ASME B16.9 , Beveled End , ASTM A403 Grade WP304/WP304L , Type W,SCH/THK S-40S
Concentric Reducer , ASME B16.9 , Beveled End , ASTM A403 GradeWP304/WP304L , Type WX, SCH/THK S-40S5 SockoletR, Reducing , MSS SP-97 , Class 3000 , Socket Welded End , ASTM A182Grade F 304/F 304L
Sockolet®, Reducing , MSS SP-97 , Class 3000 , Socket Welded End , ASTM A182 Grade F 304/F 304L
Weld Neck Flange , ASME B16.5 , Class 300 , Raised-face flanged end , ASTMA182 Grade F 304/F 304L, SCH/THK S-40S
Weld Neck Flange , ASME B16.5 , Class 300 , Raised-face flanged end , ASTMA182 Grade F 304/F 304L, SCH/THK S-40S
Weld Neck Flange , ASME B16.5 , Class 300 , Raised-face flanged end , ASTMA182 Grade F 304/F 304L, SCH/THK S-10S
SEE INSTRUMENT SUMMARY
SEE INSTRUMENT SUMMARY
Pipe , ASME B36.19 , Plain End , ASTM A312 Grade TP304/TP304L , Seamless,SCH/THK S-10S
Plug Hexagonal Head , ASME B16.11 , Male Threaded End , ASTM A182 Grade F 304/F304L
Spiral Wound Gasket , ASME B16.20, for ASME B16.5 Flanges , Class 300 , 304stainless steel (18 Cr-8 Ni) ,w/flexible graphite filler , w/304 SSinner ring and 304 SS outer ring ,Oxygen Clean (AA) acc. to 4WPI-SW70003
Spiral Wound Gasket , ASME B16.20, for ASME B16.5 Flanges , Class 300 , 304stainless steel (18 Cr-8 Ni) ,w/flexible graphite filler , w/304 SSinner ring and 304 SS outer ring ,Oxygen Clean (AA) acc. to 4WPI-SW70003
Spiral Wound Gasket , ASME B16.20, for ASME B16.5 Flanges , Class 300 , 304stainless steel (18 Cr-8 Ni) ,w/flexible graphite filler , w/304 SSinner ring and 304 SS outer ring ,Oxygen Clean (AA) acc. to 4WPI-SW70003
Stud Bolt (IN-MM) - , ASTM A193 Grade B8, Class 2 , Studs - 190 mm Length
Hexagonal Head Nut , ASME B18.2.2 Heavy Hex , ASTM A194 Grade 8
Stud Bolt (IN-MM) - , ASTM A193 Grade B8, Class 2 , Studs - 150 mm Length
Hexagonal Head Nut , ASME B18.2.2 Heavy Hex , ASTM A194 Grade 8
Stud Bolt (IN-MM) - , ASTM A193 Grade B8, Class 2 , Studs - 150 mm Length
Hexagonal Head Nut , ASME B18.2.2 Heavy Hex , ASTM A194 Grade 8
Gate Valve, Flexible Wedge , API 600 , Class 300 , Raised-face flanged end ,Bolted Bonnet , Handwheel Operator ,ASTM A351-CF8M , API Trim 12 , ProcessClean (B) acc. to 4WPI-SW70002
Gate Valve, Flexible Wedge , API 600 , Class 300 , Raised-face flanged end ,Bolted Bonnet , Handwheel Operator ,ASTM A351-CF8M , API Trim 12 , ProcessClean (B) acc. to 4WPI-SW70002
Globe Valve , AP SPEC-ENG-MS009 , Class 300 , Socket Welded End x FemaleThreaded End , Bolted Bonnet , HandwheelOperator , ASTM A351-CF8 , BronzeTopworks , Resilient Seat , ProcessClean (B) acc. to 4WPI-SW70002 , InsideScrew with Rising Stem , CryogenicService
Globe Valve , AP SPEC-ENG-MS009 , Class 300 , Socket Welded End x FemaleThreaded End , Bolted Bonnet , HandwheelOperator , ASTM A351-CF8 , BronzeTopworks , Resilient Seat , ProcessClean (B) acc. to 4WPI-SW70002 , InsideScrew with Rising Stem , CryogenicService
SEE PIPING SUPPORT INDEX
SEE PIPING SUPPORT INDEX
Pipe , ASME B36.19 , Beveled End , ASTM A312 Grade TP304/TP304L , ElectricFusion Welded , (Ej = 0.80), SCH/THKS-40S
Pipe , ASME B36.19 , Beveled End , ASTM A312 Grade TP304/TP304L , ElectricFusion Welded , (Ej = 0.80), SCH/THKS-40S
Reducing Tee , ASME B16.9 , Beveled End , ASTM A403 Grade WP304/WP304L , Type W,SCH/THK S-40S
Eccentric Reducer , ASME B16.9 , Beveled End , ASTM A403 Grade WP304/WP304L ,Type W, SCH/THK S-40S
SockoletR, Reducing , MSS SP-97 , Class 3000 , Socket Welded End , ASTM A182Grade F 304/F 304L
Weld Neck Flange , ASME B16.5 , Class 300 , Raised-face flanged end , ASTMA182 Grade F 304/F 304L, SCH/THK S-40S
Weld Neck Flange , ASME B16.5 , Class 300 , Raised-face flanged end , ASTMA182 Grade F 304/F 304L, SCH/THK S-40S
SEE INSTRUMENT SUMMARY
Pipe , ASME B36.19 , Plain End , ASTM A312 Grade TP304/TP304L , Seamless,SCH/THK S-10S
Nipple , ASME B36.19 , Plain End x Male Threaded End , ASTM A312 GradeTP304/TP304L , 4in Long , Seamless,SCH/THK S-80S
Coupling / Connector , ASME B16.11 , Class 3000 , Socket Welded End x FemaleThreaded End , ASTM A182 Grade F 304/F304L
Spiral Wound Gasket , ASME B16.20, for ASME B16.5 Flanges , Class 300 , 304stainless steel (18 Cr-8 Ni) ,w/flexible graphite filler , w/304 SSinner ring and 304 SS outer ring ,Oxygen Clean (AA) acc. to 4WPI-SW70003
Spiral Wound Gasket , ASME B16.20, for ASME B16.5 Flanges , Class 300 , 304stainless steel (18 Cr-8 Ni) ,w/flexible graphite filler , w/304 SSinner ring and 304 SS outer ring ,Oxygen Clean (AA) acc. to 4WPI-SW70003
Stud Bolt (IN-MM) - , ASTM A193 Grade B8, Class 2 , Studs - 315 mm Length
Hexagonal Head Nut , ASME B18.2.2 Heavy Hex , ASTM A194 Grade 8
Stud Bolt (IN-MM) - , ASTM A193 Grade B8, Class 2 , Studs - 260 mm Length
Hexagonal Head Nut , ASME B18.2.2 Heavy Hex , ASTM A194 Grade 8
Butterfly Valve, Wafer Type , API 609 Category B , Class 300 , Raised-facethru-bolted end without bolt holes ,Manual gear operator , ASTM A351-CF8M ,316 SS Disk , RPTFE Seat , StainlessSteel Type 17-4 PH Shaft , Process Clean(B) acc. to 4WPI-SW70002
Gate Valve, Solid Wedge , API 602 , Class 800 , Socket Welded End x FemaleThreaded End , Bolted Bonnet , HandwheelOperator , ASTM A182 Grade F 316/F 316L, API Trim 12 , Process Clean (B) acc.to 4WPI-SW70002
Globe Valve , API STD 602 , Class 800 , Socket Weld End , Bolted Bonnet ,Handwheel Operator , ASTM A182 Grade F316/F 316L , API Trim 12 , Process Clean(B) acc. to 4WPI-SW70002SUPPORTS
SEE PIPING SUPPORT INDEX
SEE PIPING SUPPORT INDEX
SEE PIPING SUPPORT INDEX
SEE PIPING SUPPORT INDEX
Pipe , ASME B36.19 , Plain End , ASTM A312 Grade TP304/TP304L , Seamless,SCH/THK S-10S
90 Degree Elbow , ASME B16.11 , Class 3000 , Socket Welded End , ASTM A182Grade F 304/F 304L
SEE PIPING SUPPORT INDEX
SEE PIPING SUPPORT INDEX
SEE PIPING SUPPORT INDEX
SEE PIPING SUPPORT INDEX
Pipe , ASME B36.19 , Beveled End , ASTM A312 Grade TP304/TP304L , ElectricFusion Welded , (Ej = 0.80), SCH/THKS-10S
SockoletR, Reducing , MSS SP-97 , Class 3000 , Socket Welded End , ASTM A182Grade F 304/F 304L
Weld Neck Flange , ASME B16.5 , Class 150 , Raised-face flanged end , ASTMA182 Grade F 304/F 304L ,-, SCH/THKS-10S
Pipe , ASME B36.19 , Plain End , ASTM A312 Grade TP304/TP304L , Seamless,SCH/THK S-10S
Plug Hexagonal Head , ASME B16.11 , Male Threaded End , ASTM A182 Grade F 304/F304L
Spiral Wound Gasket , ASME B16.20, for ASME B16.5 Flanges , Class 150 , 304stainless steel (18 Cr-8 Ni) ,w/flexible graphite filler , w/304 SSinner ring and 304 SS outer ring , Lowstress , Oxygen Clean (AA) acc. to4WPI-SW70003
Stud Bolt (IN-MM) - , ASTM A193 Grade B8, Class 2 , Studs - 205 mm Length
Hexagonal Head Nut , ASME B18.2.2 Heavy Hex , ASTM A194 Grade 8
Stud Bolt (IN-MM) - , ASTM A193 Grade B8, Class 2 , Studs - 280 mm Length
Butterfly Valve, Wafer Type , API 609 Category B , Class 150 , Raised-facethru-bolted end without bolt holes ,Manual gear operator , ASTM A351-CF8M ,316 SS Disk , RPTFE Seat , StainlessSteel Type 17-4 PH Shaft , Process Clean(B) acc. to 4WPI-SW70002
Dual Plate Check Valve , API 594 , Class 150 , Raised-face thru-bolted endwithout bolt holes , Wafer , ASTMA351-CF8M , API Trim 12 , Process Clean(B) acc. to 4WPI-SW70002
Globe Valve , API STD 602 , Class 800 , Socket Welded End x Female Threaded End, Bolted Bonnet , Handwheel Operator ,ASTM A182 Grade F 316/F 316L , API Trim12 , Process Clean (B) acc. to4WPI-SW70002
Globe Valve , API STD 602 , Class 800 , Socket Welded End x Female Threaded End, Bolted Bonnet , Handwheel Operator ,ASTM A182 Grade F 316/F 316L , API Trim12 , Process Clean (B) acc. to4WPI-SW70002
SEE INSTRUMENT SUMMARY
SEE PIPING SUPPORT INDEX
SEE PIPING SUPPORT INDEX
Pipe , ASME B36.19 , Beveled End , ASTM A312 Grade TP304/TP304L , ElectricFusion Welded , (Ej = 0.80), SCH/THKS-10S
Pipe , ASME B36.19 , Beveled End , ASTM A312 Grade TP304/TP304L , ElectricFusion Welded , (Ej = 0.80), SCH/THKS-40S
Pipe , ASME B36.19 , Beveled End , ASTM A312 Grade TP304/TP304L , ElectricFusion Welded , (Ej = 0.80), SCH/THKS-10S
Pipe , ASME B36.19 , Beveled End , ASTM A312 Grade TP304/TP304L , Seamless,SCH/THK S-40S
Reducing Tee , ASME B16.9 , Beveled End , ASTM A403 Grade WP304/WP304L , Type W,SCH/THK S-10S
Eccentric Reducer , ASME B16.9 , Beveled End , ASTM A403 Grade WP304/WP304L ,Type W, SCH/THK S-40S
90 Degree Long Radius Elbow , ASME B16.9 , Beveled End , ASTM A403 GradeWP304/WP304L , Type W, SCH/THK S-40S8 Concentric Reducer , ASME B16.9 , Beveled End , ASTM A403 GradeWP304/WP304L , Type W, SCH/THK S-10S
Concentric Reducer , ASME B16.9 , Beveled End , ASTM A403 Grade WP304/WP304L , Type W, SCH/THK S-10S
SockoletR, Reducing , MSS SP-97 , Class 3000 , Socket Welded End , ASTM A182Grade F 304/F 304L
Weld Neck Flange , ASME B16.5 , Class 150 , Raised-face flanged end , ASTMA182 Grade F 304/F 304L ,-, SCH/THKS-10S
Weld Neck Flange , ASME B16.5 , Class 300 , Raised-face flanged end , ASTMA182 Grade F 304/F 304L, SCH/THK S-40S
Weld Neck Flange , ASME B16.5 , Class 150 , Raised-face flanged end , ASTMA182 Grade F 304/F 304L ,-, SCH/THKS-10S
Weld Neck Flange , ASME B16.5 , Class 300 , Raised-face flanged end , ASTMA182 Grade F 304/F 304L, SCH/THK S-40S
SEE INSTRUMENT SUMMARY
SEE INSTRUMENT SUMMARY
Pipe , ASME B36.19 , Plain End , ASTM A312 Grade TP304/TP304L , Seamless,SCH/THK S-10S
Plug Hexagonal Head , ASME B16.11 , Male Threaded End , ASTM A182 Grade F 304/F304L
Spiral Wound Gasket , ASME B16.20, for ASME B16.5 Flanges , Class 150 , 304stainless steel (18 Cr-8 Ni) ,w/flexible graphite filler , w/304 SSinner ring and 304 SS outer ring , Lowstress , Oxygen Clean (AA) acc. to4WPI-SW70003
Spiral Wound Gasket , ASME B16.20, for ASME B16.5 Flanges , Class 300 , 304stainless steel (18 Cr-8 Ni) ,w/flexible graphite filler , w/304 SSinner ring and 304 SS outer ring ,Oxygen Clean (AA) acc. to 4WPI-SW70003
Spiral Wound Gasket , ASME B16.20, for ASME B16.5 Flanges , Class 150 , 304stainless steel (18 Cr-8 Ni) ,w/flexible graphite filler , w/304 SSinner ring and 304 SS outer ring , Lowstress , Oxygen Clean (AA) acc. to4WPI-SW70003
Spiral Wound Gasket , ASME B16.20, for ASME B16.5 Flanges , Class 300 , 304stainless steel (18 Cr-8 Ni) ,w/flexible graphite filler , w/304 SSinner ring and 304 SS outer ring ,Oxygen Clean (AA) acc. to 4WPI-SW70003
Stud Bolt (IN-MM) - , ASTM A193 Grade B8, Class 2 , Studs - 260 mm Length
Hexagonal Head Nut , ASME B18.2.2 Heavy Hex , ASTM A194 Grade 8
Stud Bolt (IN-MM) - , ASTM A193 Grade B8, Class 2 , Studs - 145 mm Length
Hexagonal Head Nut , ASME B18.2.2 Heavy Hex , ASTM A194 Grade 8
Stud Bolt (IN-MM) - , ASTM A193 Grade B8, Class 2 , Studs - 135 mm Length
Butterfly Valve, Wafer Type , API 609 Category B , Class 300 , Raised-facethru-bolted end without bolt holes ,Manual gear operator , ASTM A351-CF8M ,316 SS Disk , RPTFE Seat , StainlessSteel Type 17-4 PH Shaft , Process Clean(B) acc. to 4WPI-SW70002
Globe Valve , API STD 602 , Class 800 , Socket Welded End x Female Threaded End, Bolted Bonnet , Handwheel Operator ,ASTM A182 Grade F 316/F 316L , API Trim12 , Process Clean (B) acc. to4WPI-SW70002
SEE PIPING SUPPORT INDEX
SEE PIPING SUPPORT INDEX
Pipe , ASME B36.19 , Beveled End , ASTM A312 Grade TP304/TP304L , ElectricFusion Welded , (Ej = 0.80), SCH/THKS-10S
SockoletR, Reducing , MSS SP-97 , Class 3000 , Socket Welded End , ASTM A182Grade F 304/F 304L
90 Degree Long Radius Elbow , ASME B16.9 , Beveled End , ASTM A403 Grade WP304/WP304L , Type W, SCH/THK S-10S
Pipe , ASME B36.19 , Plain End , ASTM A312 Grade TP304/TP304L , Seamless,SCH/THK S-10S
Globe Valve , API STD 602 , Class 800 , Socket Welded End x Female Threaded End, Bolted Bonnet , Handwheel Operator ,ASTM A182 Grade F 316/F 316L , API Trim12 , Process Clean (B) acc. to4WPI-SW70002
Globe Valve , API STD 602 , Class 800 , Socket Welded End x Female Threaded End, Bolted Bonnet , Handwheel Operator ,ASTM A182 Grade F 316/F 316L , API Trim12 , Process Clean (B) acc. to4WPI-SW70002
SEE INSTRUMENT SUMMARY
SEE INSTRUMENT SUMMARY
SEE WELDED ATTACHMENT SUMMARY
SEE PIPING SUPPORT INDEX
Pipe , ASME B36.19 , Beveled End , ASTM A312 Grade TP304/TP304L , ElectricFusion Welded , (Ej = 0.80), SCH/THKS-10S
Pipe , ASME B36.19 , Beveled End , ASTM A312 Grade TP304/TP304L , ElectricFusion Welded , (Ej = 0.80), SCH/THKS-10S
Reducing Tee , ASME B16.9 , Beveled End , ASTM A403 Grade WP304/WP304L , Type W,SCH/THK S-10S
SockoletR, Reducing , MSS SP-97 , Class 3000 , Socket Welded End , ASTM A182Grade F 304/F 304L
90 Degree Long Radius Elbow , ASME B16.9 , Beveled End , ASTM A403 GradeWP304/WP304L , Type W, SCH/THK S-10S
90 Degree Long Radius Elbow , ASME B16.9 , Beveled End , ASTM A403 GradeWP304/WP304L , Type W, SCH/THK S-10S
Weld Neck Flange , ASME B16.5 , Class 150 , Raised-face flanged end , ASTMA182 Grade F 304/F 304L ,-, SCH/THKS-10S
Pipe , ASME B36.19 , Plain End , ASTM A312 Grade TP304/TP304L , Seamless,SCH/THK S-10S
Spiral Wound Gasket , ASME B16.20, for ASME B16.5 Flanges , Class 150 , 304stainless steel (18 Cr-8 Ni) ,w/flexible graphite filler , w/304 SSinner ring and 304 SS outer ring , Lowstress , Oxygen Clean (AA) acc. to4WPI-SW70003
Stud Bolt (IN-MM) - , ASTM A193 Grade B8, Class 2 , Studs - 240 mm Length
Hexagonal Head Nut , ASME B18.2.2 Heavy Hex , ASTM A194 Grade 8
Globe Valve , API STD 602 , Class 800 , Socket Welded End x Female Threaded End, Bolted Bonnet , Handwheel Operator ,ASTM A182 Grade F 316/F 316L , API Trim12 , Process Clean (B) acc. to4WPI-SW70002
SEE INSTRUMENT SUMMARY
SEE PIPING SUPPORT INDEX
SEE PIPING SUPPORT INDEX
SEE PIPING SUPPORT INDEX
SEE PIPING SUPPORT INDEX
Pipe , ASME B36.19 , Beveled End , ASTM A312 Grade TP304/TP304L , ElectricFusion Welded , (Ej = 0.80), SCH/THKS-10S
Reducing Tee , ASME B16.9 , Beveled End , ASTM A403 Grade WP304/WP304L , Type W,SCH/THK S-10S
SockoletR, Reducing , MSS SP-97 , Class 3000 , Socket Welded End , ASTM A182Grade F 304/F 304L
90 Degree Long Radius Elbow , ASME B16.9 , Beveled End , ASTM A403 GradeWP304/WP304L , Type W, SCH/THK S-10S
Weld Neck Flange , ASME B16.5 , Class 150 , Raised-face flanged end , ASTMA182 Grade F 304/F 304L ,-, SCH/THKS-10S
Pipe , ASME B36.19 , Plain End , ASTM A312 Grade TP304/TP304L , Seamless,SCH/THK S-10S
Plug Hexagonal Head , ASME B16.11 , Male Threaded End , ASTM A182 Grade F 304/F304L
Spiral Wound Gasket , ASME B16.20, for ASME B16.5 Flanges , Class 150 , 304stainless steel (18 Cr-8 Ni) ,w/flexible graphite filler , w/304 SSinner ring and 304 SS outer ring , Lowstress , Oxygen Clean (AA) acc. to4WPI-SW70003
Butterfly Valve, Wafer Type , API 609 Category B , Class 150 , Raised-facethru-bolted end without bolt holes ,Manual gear operator , ASTM A351-CF8M ,316 SS Disk , RPTFE Seat , StainlessSteel Type 17-4 PH Shaft , Process Clean(B) acc. to 4WPI-SW70002
Globe Valve , API STD 602 , Class 800 , Socket Welded End x Female Threaded End, Bolted Bonnet , Handwheel Operator ,ASTM A182 Grade F 316/F 316L , API Trim12 , Process Clean (B) acc. to4WPI-SW70002
SEE PIPING SUPPORT INDEX
SEE PIPING SUPPORT INDEX
Pipe , ASME B36.19 , Beveled End , ASTM A312 Grade TP304/TP304L , ElectricFusion Welded , (Ej = 0.80), SCH/THKS-10S
SockoletR, Reducing , MSS SP-97 , Class 3000 , Socket Welded End , ASTM A182Grade F 304/F 304L
90 Degree Long Radius Elbow , ASME B16.9 , Beveled End , ASTM A403 GradeWP304/WP304L , Type W, SCH/THK S-10S
Weld Neck Flange , ASME B16.5 , Class 150 , Raised-face flanged end , ASTMA182 Grade F 304/F 304L ,-, SCH/THKS-10S
SEE INSTRUMENT SUMMARY
Pipe , ASME B36.19 , Plain End , ASTM A312 Grade TP304/TP304L , Seamless,SCH/THK S-10S
Spiral Wound Gasket , ASME B16.20, for ASME B16.5 Flanges , Class 150 , 304stainless steel (18 Cr-8 Ni) ,w/flexible graphite filler , w/304 SSinner ring and 304 SS outer ring , Lowstress , Oxygen Clean (AA) acc. to4WPI-SW70003
Stud Bolt (IN-MM) - , ASTM A193 Grade B8, Class 2 , Studs - 335 mm Length
Hexagonal Head Nut , ASME B18.2.2 Heavy Hex , ASTM A194 Grade 8
Needle Valve , Generic manufacturer , 6000 psig , Socket Welded End x FemaleThreaded End , Union Bonnet , T-handle,short , 316L stainless steel , PTFEPacking , Oxygen Clean (AA) acc. to4WPI-SW70003
Needle Valve , Generic manufacturer , 6000 psig , Socket Welded End x FemaleThreaded End , Union Bonnet , T-handle,short , 316L stainless steel , PTFEPacking , Oxygen Clean (AA) acc. to4WPI-SW70003
SEE INSTRUMENT SUMMARY
SEE PIPING SUPPORT INDEX
SEE PIPING SUPPORT INDEX
Pipe , ASME B36.19 , Beveled End , ASTM A312 Grade TP304/TP304L , ElectricFusion Welded , (Ej = 0.80), SCH/THKS-10S
Pipe , ASME B36.19 , Beveled End , ASTM A312 Grade TP304/TP304L , ElectricFusion Welded , (Ej = 0.80), SCH/THKS-10S
Reducing Tee , ASME B16.9 , Beveled End , ASTM A403 Grade WP304/WP304L , Type W,SCH/THK S-10S
Concentric Reducer , ASME B16.9 , Beveled End , ASTM A403 GradeWP304/WP304L , Type W, SCH/THK S-10S
SockoletR, Reducing , MSS SP-97 , Class 3000 , Socket Welded End , ASTM A182Grade F 304/F 304L
Weld Neck Flange , ASME B16.5 , Class 150 , Raised-face flanged end , ASTMA182 Grade F 304/F 304L ,-, SCH/THKS-10S
Weld Neck Flange , ASME B16.5 , Class 150 , Raised-face flanged end , ASTMA182 Grade F 304/F 304L ,-, SCH/THKS-10S
SEE INSTRUMENT SUMMARY
Pipe , ASME B36.19 , Plain End , ASTM A312 Grade TP304/TP304L , Seamless,SCH/THK S-10S
Plug Hexagonal Head , ASME B16.11 , Male Threaded End , ASTM A182 Grade F 304/F304L
Spiral Wound Gasket , ASME B16.20, for ASME B16.5 Flanges , Class 150 , 304stainless steel (18 Cr-8 Ni) ,w/flexible graphite filler , w/304 SSinner ring and 304 SS outer ring , Lowstress , Oxygen Clean (AA) acc. to4WPI-SW70003
Spiral Wound Gasket , ASME B16.20, for ASME B16.5 Flanges , Class 150 , 304stainless steel (18 Cr-8 Ni) ,w/flexible graphite filler , w/304 SSinner ring and 304 SS outer ring , Lowstress , Oxygen Clean (AA) acc. to4WPI-SW70003
Stud Bolt (IN-MM) - , ASTM A193 Grade B8, Class 2 , Studs - 155 mm Length
Hexagonal Head Nut , ASME B18.2.2 Heavy Hex , ASTM A194 Grade 8
Dual Plate Check Valve , API 594 , Class 150 , Raised-face thru-bolted endwithout bolt holes , Wafer , ASTMA351-CF8M , API Trim 12 , Process Clean(B) acc. to 4WPI-SW70002
Globe Valve , API STD 602 , Class 800 , Socket Welded End x Female Threaded End, Bolted Bonnet , Handwheel Operator ,ASTM A182 Grade F 316/F 316L , API Trim12 , Process Clean (B) acc. to4WPI-SW70002
Pipe , ASME B36.19 , Beveled End , ASTM A312 Grade TP304/TP304L , ElectricFusion Welded , (Ej = 0.80), SCH/THKS-10S
Reducing Tee , ASME B16.9 , Beveled End , ASTM A403 Grade WP304/WP304L , Type W,SCH/THK S-10S
Eccentric Reducer , ASME B16.9 , Beveled End , ASTM A403 Grade WP304/WP304L ,Type W, SCH/THK S-10S
90 Degree Long Radius Elbow , ASME B16.9 , Beveled End , ASTM A403 GradeWP304/WP304L , Type W, SCH/THK S-10S
Weld Neck Flange , ASME B16.5 , Class 150 , Raised-face flanged end , ASTMA182 Grade F 304/F 304L ,-, SCH/THKS-10S
Spiral Wound Gasket , ASME B16.20, for ASME B16.5 Flanges , Class 150 , 304stainless steel (18 Cr-8 Ni) ,w/flexible graphite filler , w/304 SSinner ring and 304 SS outer ring , Lowstress , Oxygen Clean (AA) acc. to4WPI-SW70003
Stud Bolt (IN-MM) - , ASTM A193 Grade B8, Class 2 , Studs - 240 mm Length
Hexagonal Head Nut , ASME B18.2.2 Heavy Hex , ASTM A194 Grade 8
SEE PIPING SUPPORT INDEX
SEE PIPING SUPPORT INDEX
SEE PIPING SUPPORT INDEX
Pipe , ASME B36.19 , Beveled End , ASTM A312 Grade TP304/TP304L , ElectricFusion Welded , (Ej = 0.80), SCH/THKS-10S
Reducing Tee , ASME B16.9 , Beveled End , ASTM A403 Grade WP304/WP304L , Type W,SCH/THK S-10S
SockoletR, Reducing , MSS SP-97 , Class 3000 , Socket Welded End , ASTM A182Grade F 304/F 304L
90 Degree Long Radius Elbow , ASME B16.9 , Beveled End , ASTM A403 GradeWP304/WP304L , Type W, SCH/THK S-10S
Weld Neck Flange , ASME B16.5 , Class 150 , Raised-face flanged end , ASTMA182 Grade F 304/F 304L ,-, SCH/THKS-10S
Pipe , ASME B36.19 , Plain End , ASTM A312 Grade TP304/TP304L , Seamless,SCH/THK S-10S
Plug Hexagonal Head , ASME B16.11 , Male Threaded End , ASTM A182 Grade F 304/F304L
Spiral Wound Gasket , ASME B16.20, for ASME B16.5 Flanges , Class 150 , 304stainless steel (18 Cr-8 Ni) ,w/flexible graphite filler , w/304 SSinner ring and 304 SS outer ring , Lowstress , Oxygen Clean (AA) acc. to4WPI-SW70003
Butterfly Valve, Wafer Type , API 609 Category B , Class 150 , Raised-facethru-bolted end without bolt holes ,Manual gear operator , ASTM A351-CF8M ,316 SS Disk , RPTFE Seat , StainlessSteel Type 17-4 PH Shaft , Process Clean(B) acc. to 4WPI-SW70002
Globe Valve , API STD 602 , Class 800 , Socket Welded End x Female Threaded End, Bolted Bonnet , Handwheel Operator ,ASTM A182 Grade F 316/F 316L , API Trim12 , Process Clean (B) acc. to4WPI-SW70002
SEE PIPING SUPPORT INDEX
SEE PIPING SUPPORT INDEX
Pipe , ASME B36.19 , Beveled End , ASTM A312 Grade TP304/TP304L , ElectricFusion Welded , (Ej = 0.80), SCH/THKS-10S
SockoletR, Reducing , MSS SP-97 , Class 3000 , Socket Welded End , ASTM A182Grade F 304/F 304L
90 Degree Long Radius Elbow , ASME B16.9 , Beveled End , ASTM A403 GradeWP304/WP304L , Type W, SCH/THK S-10S
Weld Neck Flange , ASME B16.5 , Class 150 , Raised-face flanged end , ASTMA182 Grade F 304/F 304L ,-, SCH/THKS-10S
SEE INSTRUMENT SUMMARY
Pipe , ASME B36.19 , Plain End , ASTM A312 Grade TP304/TP304L , Seamless,SCH/THK S-10S
Spiral Wound Gasket , ASME B16.20, for ASME B16.5 Flanges , Class 150 , 304stainless steel (18 Cr-8 Ni) ,w/flexible graphite filler , w/304 SSinner ring and 304 SS outer ring , Lowstress , Oxygen Clean (AA) acc. to4WPI-SW70003
Stud Bolt (IN-MM) - , ASTM A193 Grade B8, Class 2 , Studs - 335 mm Length
Hexagonal Head Nut , ASME B18.2.2 Heavy Hex , ASTM A194 Grade 8
Needle Valve , Generic manufacturer , 6000 psig , Socket Welded End x FemaleThreaded End , Union Bonnet , T-handle,short , 316L stainless steel , PTFEPacking , Oxygen Clean (AA) acc. to4WPI-SW70003
Needle Valve , Generic manufacturer , 6000 psig , Socket Welded End x FemaleThreaded End , Union Bonnet , T-handle,short , 316L stainless steel , PTFEPacking , Oxygen Clean (AA) acc. to4WPI-SW70003
SEE INSTRUMENT SUMMARY
SEE PIPING SUPPORT INDEX
SEE PIPING SUPPORT INDEX
Pipe , ASME B36.19 , Beveled End , ASTM A312 Grade TP304/TP304L , ElectricFusion Welded , (Ej = 0.80), SCH/THKS-10S
Pipe , ASME B36.19 , Beveled End , ASTM A312 Grade TP304/TP304L , ElectricFusion Welded , (Ej = 0.80), SCH/THKS-10S
Reducing Tee , ASME B16.9 , Beveled End , ASTM A403 Grade WP304/WP304L , Type W,SCH/THK S-10S
Concentric Reducer , ASME B16.9 , Beveled End , ASTM A403 GradeWP304/WP304L , Type W, SCH/THK S-10S
SockoletR, Reducing , MSS SP-97 , Class 3000 , Socket Welded End , ASTM A182Grade F 304/F 304L
Weld Neck Flange , ASME B16.5 , Class 150 , Raised-face flanged end , ASTMA182 Grade F 304/F 304L ,-, SCH/THKS-10S
Weld Neck Flange , ASME B16.5 , Class 150 , Raised-face flanged end , ASTMA182 Grade F 304/F 304L ,-, SCH/THKS-10S
SEE INSTRUMENT SUMMARY
Pipe , ASME B36.19 , Plain End , ASTM A312 Grade TP304/TP304L , Seamless,SCH/THK S-10S
Plug Hexagonal Head , ASME B16.11 , Male Threaded End , ASTM A182 Grade F 304/F304L
Spiral Wound Gasket , ASME B16.20, for ASME B16.5 Flanges , Class 150 , 304stainless steel (18 Cr-8 Ni) ,w/flexible graphite filler , w/304 SSinner ring and 304 SS outer ring , Lowstress , Oxygen Clean (AA) acc. to4WPI-SW70003
Spiral Wound Gasket , ASME B16.20, for ASME B16.5 Flanges , Class 150 , 304stainless steel (18 Cr-8 Ni) ,w/flexible graphite filler , w/304 SSinner ring and 304 SS outer ring , Lowstress , Oxygen Clean (AA) acc. to4WPI-SW70003
Stud Bolt (IN-MM) - , ASTM A193 Grade B8, Class 2 , Studs - 155 mm Length
Hexagonal Head Nut , ASME B18.2.2 Heavy Hex , ASTM A194 Grade 8
Dual Plate Check Valve , API 594 , Class 150 , Raised-face thru-bolted endwithout bolt holes , Wafer , ASTMA351-CF8M , API Trim 12 , Process Clean(B) acc. to 4WPI-SW70002
Globe Valve , API STD 602 , Class 800 , Socket Welded End x Female Threaded End, Bolted Bonnet , Handwheel Operator ,ASTM A182 Grade F 316/F 316L , API Trim12 , Process Clean (B) acc. to4WPI-SW70002
Pipe , ASME B36.19 , Beveled End , ASTM A312 Grade TP304/TP304L , ElectricFusion Welded , (Ej = 0.80), SCH/THKS-10S
SockoletR, Reducing , MSS SP-97 , Class 3000 , Socket Welded End , ASTM A182Grade F 304/F 304L
Weld Neck Flange , ASME B16.5 , Class 150 , Raised-face flanged end , ASTMA182 Grade F 304/F 304L ,-, SCH/THKS-10S
SEE INSTRUMENT SUMMARY
Pipe , ASME B36.19 , Plain End , ASTM A312 Grade TP304/TP304L , Seamless,SCH/THK S-10S
Spiral Wound Gasket , ASME B16.20, for ASME B16.5 Flanges , Class 150 , 304stainless steel (18 Cr-8 Ni) ,w/flexible graphite filler , w/304 SSinner ring and 304 SS outer ring , Lowstress , Oxygen Clean (AA) acc. to4WPI-SW70003
Needle Valve , Generic manufacturer , 6000 psig , Socket Welded End x FemaleThreaded End , Union Bonnet , T-handle,short , 316L stainless steel , PTFEPacking , Oxygen Clean (AA) acc. to4WPI-SW70003
Needle Valve , Generic manufacturer , 6000 psig , Socket Welded End x FemaleThreaded End , Union Bonnet , T-handle,short , 316L stainless steel , PTFEPacking , Oxygen Clean (AA) acc. to4WPI-SW70003
Needle Valve , Generic manufacturer , 6000 psig , Socket Welded End x FemaleThreaded End , Union Bonnet , T-handle,short , 316L stainless steel , PTFEPacking , Oxygen Clean (AA) acc. to4WPI-SW70003
SEE INSTRUMENT SUMMARY
SEE INSTRUMENT SUMMARY
SEE PIPING SUPPORT INDEX
SEE PIPING SUPPORT INDEX
Pipe , ASME B36.19 , Beveled End , ASTM A312 Grade TP304/TP304L , ElectricFusion Welded , (Ej = 0.80), SCH/THKS-10S
Reducing Tee , ASME B16.9 , Beveled End , ASTM A403 Grade WP304/WP304L , Type W,SCH/THK S-10S
SockoletR, Reducing , MSS SP-97 , Class 3000 , Socket Welded End , ASTM A182Grade F 304/F 304L
90 Degree Long Radius Elbow , ASME B16.9 , Beveled End , ASTM A403 GradeWP304/WP304L , Type W, SCH/THK S-10S
Weld Neck Flange , ASME B16.5 , Class 150 , Raised-face flanged end , ASTMA182 Grade F 304/F 304L ,-, SCH/THKS-10S
Pipe , ASME B36.19 , Plain End , ASTM A312 Grade TP304/TP304L , Seamless,SCH/THK S-10S
Plug Hexagonal Head , ASME B16.11 , Male Threaded End , ASTM A182 Grade F 304/F304L
Spiral Wound Gasket , ASME B16.20, for ASME B16.5 Flanges , Class 150 , 304stainless steel (18 Cr-8 Ni) ,w/flexible graphite filler , w/304 SSinner ring and 304 SS outer ring , Lowstress , Oxygen Clean (AA) acc. to4WPI-SW70003
Stud Bolt (IN-MM) - , ASTM A193 Grade B8, Class 2 , Studs - 240 mm Length
Hexagonal Head Nut , ASME B18.2.2 Heavy Hex , ASTM A194 Grade 8
Butterfly Valve, Wafer Type , API 609 Category B , Class 150 , Raised-facethru-bolted end without bolt holes ,Manual gear operator , ASTM A351-CF8M ,316 SS Disk , RPTFE Seat , StainlessSteel Type 17-4 PH Shaft , Process Clean(B) acc. to 4WPI-SW70002
Needle Valve , Generic manufacturer , 6000 psig , Socket Welded End x FemaleThreaded End , Union Bonnet , T-handle,short , 316L stainless steel , PTFEPacking , Oxygen Clean (AA) acc. to4WPI-SW70003
Globe Valve , API STD 602 , Class 800 , Socket Welded End x Female Threaded End, Bolted Bonnet , Handwheel Operator ,ASTM A182 Grade F 316/F 316L , API Trim12 , Process Clean (B) acc. to4WPI-SW70002
SEE INSTRUMENT SUMMARY
SEE PIPING SUPPORT INDEX
SEE PIPING SUPPORT INDEX
Pipe , ASME B36.19 , Beveled End , ASTM A312 Grade TP304/TP304L , ElectricFusion Welded , (Ej = 0.80), SCH/THKS-10S
Pipe , ASME B36.19 , Beveled End , ASTM A312 Grade TP304/TP304L , ElectricFusion Welded , (Ej = 0.80), SCH/THKS-10S
Reducing Tee , ASME B16.9 , Beveled End , ASTM A403 Grade WP304/WP304L , Type W,SCH/THK S-10S
90 Degree Long Radius Elbow , ASME B16.9 , Beveled End , ASTM A403 GradeWP304/WP304L , Type W, SCH/THK S-10S
Concentric Reducer , ASME B16.9 , Beveled End , ASTM A403 GradeWP304/WP304L , Type W, SCH/THK S-10S
SockoletR, Reducing , MSS SP-97 , Class 3000 , Socket Welded End , ASTM A182Grade F 304/F 304L
Weld Neck Flange , ASME B16.5 , Class 150 , Raised-face flanged end , ASTMA182 Grade F 304/F 304L ,-, SCH/THKS-10S
Weld Neck Flange , ASME B16.5 , Class 150 , Raised-face flanged end , ASTMA182 Grade F 304/F 304L ,-, SCH/THKS-10S
SEE INSTRUMENT SUMMARY
Pipe , ASME B36.19 , Plain End , ASTM A312 Grade TP304/TP304L , Seamless,SCH/THK S-10S
Plug Hexagonal Head , ASME B16.11 , Male Threaded End , ASTM A182 Grade F 304/F
Spiral Wound Gasket , ASME B16.20, for ASME B16.5 Flanges , Class 150 , 304stainless steel (18 Cr-8 Ni) ,w/flexible graphite filler , w/304 SSinner ring and 304 SS outer ring , Lowstress , Oxygen Clean (AA) acc. to4WPI-SW70003
Spiral Wound Gasket , ASME B16.20, for ASME B16.5 Flanges , Class 150 , 304stainless steel (18 Cr-8 Ni) ,w/flexible graphite filler , w/304 SSinner ring and 304 SS outer ring , Lowstress , Oxygen Clean (AA) acc. to4WPI-SW70003
Stud Bolt (IN-MM) - , ASTM A193 Grade B8, Class 2 , Studs - 335 mm Length
Hexagonal Head Nut , ASME B18.2.2 Heavy Hex , ASTM A194 Grade 8
Stud Bolt (IN-MM) - , ASTM A193 Grade B8, Class 2 , Studs - 155 mm Length
Hexagonal Head Nut , ASME B18.2.2 Heavy Hex , ASTM A194 Grade 8
Dual Plate Check Valve , API 594 , Class 150 , Raised-face thru-bolted endwithout bolt holes , Wafer , ASTMA351-CF8M , API Trim 12 , Process Clean(B) acc. to 4WPI-SW70002
Globe Valve , API STD 602 , Class 800 , Socket Welded End x Female Threaded End, Bolted Bonnet , Handwheel Operator ,ASTM A182 Grade F 316/F 316L , API Trim12 , Process Clean (B) acc. to4WPI-SW70002
SEE PIPING SUPPORT INDEX
SEE PIPING SUPPORT INDEX
Pipe , ASME B36.19 , Beveled End , ASTM A312 Grade TP304/TP304L , ElectricFusion Welded , (Ej = 0.80), SCH/THKS-10S
Pipe , ASME B36.19 , Beveled End , ASTM A312 Grade TP304/TP304L , ElectricFusion Welded , (Ej = 0.80), SCH/THKS-10S
Concentric Reducer , ASME B16.9 , Beveled End , ASTM A403 GradeWP304/WP304L , Type W, SCH/THK S-10S
90 Degree Long Radius Elbow , ASME B16.9, Beveled End , ASTM A403 GradeWP304/WP304L , Type W, SCH/THK S-10S
Concentric Reducer , ASME B16.9 , Beveled End , ASTM A403 GradeWP304/WP304L , Type W, SCH/THK S-10S
Weld Neck Flange , ASME B16.5 , Class 150 , Raised-face flanged end , ASTMA182 Grade F 304/F 304L ,-, SCH/THKS-10S
Spiral Wound Gasket , ASME B16.20, for ASME B16.5 Flanges , Class 150 , 304stainless steel (18 Cr-8 Ni) ,w/flexible graphite filler , w/304 SSinner ring and 304 SS outer ring , Lowstress , Oxygen Clean (AA) acc. to4WPI-SW70003
Stud Bolt (IN-MM) - , ASTM A193 Grade B8, Class 2 , Studs - 115 mm Length
Hexagonal Head Nut , ASME B18.2.2 Heavy Hex , ASTM A194 Grade 8
SEE WELDED ATTACHMENT SUMMARY
SEE PIPING SUPPORT INDEX
SEE PIPING SUPPORT INDEX
Pipe , ASME B36.19 , Beveled End , ASTM A312 Grade TP304/TP304L , ElectricFusion Welded , (Ej = 0.80), SCH/THKS-10S
Pipe , ASME B36.19 , Beveled End , ASTM A312 Grade TP304/TP304L , ElectricFusion Welded , (Ej = 0.80), SCH/THKS-10S
Concentric Reducer , ASME B16.9 , Beveled End , ASTM A403 GradeWP304/WP304L , Type W, SCH/THK S-10S
90 Degree Long Radius Elbow , ASME B16.9 , Beveled End , ASTM A403 GradeWP304/WP304L , Type W, SCH/THK S-10S
Concentric Reducer , ASME B16.9 , Beveled End , ASTM A403 GradeWP304/WP304L , Type W, SCH/THK S-10S
Weld Neck Flange , ASME B16.5 , Class 150 , Raised-face flanged end , ASTMA182 Grade F 304/F 304L ,-, SCH/THKS-10S
Spiral Wound Gasket , ASME B16.20, for ASME B16.5 Flanges , Class 150 , 304stainless steel (18 Cr-8 Ni) ,w/flexible graphite filler , w/304 SSinner ring and 304 SS outer ring , Lowstress , Oxygen Clean (AA) acc. to4WPI-SW70003
Stud Bolt (IN-MM) - , ASTM A193 Grade B8, Class 2 , Studs - 115 mm Length
Hexagonal Head Nut , ASME B18.2.2 Heavy Hex , ASTM A194 Grade 8
SEE WELDED ATTACHMENT SUMMARY
SEE PIPING SUPPORT INDEX
SEE PIPING SUPPORT INDEX
Pipe , ASME B36.19 , Beveled End , ASTM A312 Grade TP304/TP304L , ElectricFusion Welded , (Ej = 0.80), SCH/THKS-10S
Pipe , ASME B36.19 , Beveled End , ASTM A312 Grade TP304/TP304L , ElectricFusion Welded , (Ej = 0.80), SCH/THKS-10S
Concentric Reducer , ASME B16.9 , Beveled End , ASTM A403 GradeWP304/WP304L , Type W, SCH/THK S-10S
90 Degree Long Radius Elbow , ASME B16.9 , Beveled End , ASTM A403 GradeWP304/WP304L , Type W, SCH/THK S-10S
Concentric Reducer , ASME B16.9 , Beveled End , ASTM A403 GradeWP304/WP304L , Type W, SCH/THK S-10S
Weld Neck Flange , ASME B16.5 , Class 150 , Raised-face flanged end , ASTMA182 Grade F 304/F 304L ,-, SCH/THKS-10S
Spiral Wound Gasket , ASME B16.20, for ASME B16.5 Flanges , Class 150 , 304stainless steel (18 Cr-8 Ni) ,w/flexible graphite filler , w/304 SSinner ring and 304 SS outer ring , Lowstress , Oxygen Clean (AA) acc. to4WPI-SW70003
Stud Bolt (IN-MM) - , ASTM A193 Grade B8, Class 2 , Studs - 115 mm Length
Hexagonal Head Nut , ASME B18.2.2 Heavy Hex , ASTM A194 Grade 8
SEE WELDED ATTACHMENT SUMMARY
SEE PIPING SUPPORT INDEX
SEE PIPING SUPPORT INDEX
Pipe , ASME B36.19 , Beveled End , ASTM A312 Grade TP304/TP304L , ElectricFusion Welded , (Ej = 0.80), SCH/THKS-10S
Pipe , ASME B36.19 , Beveled End , ASTM A312 Grade TP304/TP304L , ElectricFusion Welded , (Ej = 0.80), SCH/THKS-10S
Concentric Reducer , ASME B16.9 , Beveled End , ASTM A403 GradeWP304/WP304L , Type W, SCH/THK S-10S
90 Degree Long Radius Elbow , ASME B16.9 , Beveled End , ASTM A403 GradeWP304/WP304L , Type W, SCH/THK S-10S
Concentric Reducer , ASME B16.9 , Beveled End , ASTM A403 GradeWP304/WP304L , Type W, SCH/THK S-10S
Weld Neck Flange , ASME B16.5 , Class 150 , Raised-face flanged end , ASTMA182 Grade F 304/F 304L ,-, SCH/THKS-10S
Spiral Wound Gasket , ASME B16.20, for ASME B16.5 Flanges , Class 150 , 304stainless steel (18 Cr-8 Ni) ,w/flexible graphite filler , w/304 SSinner ring and 304 SS outer ring , Lowstress , Oxygen Clean (AA) acc. to4WPI-SW70003
Stud Bolt (IN-MM) - , ASTM A193 Grade B8, Class 2 , Studs - 115 mm Length
Hexagonal Head Nut , ASME B18.2.2 Heavy Hex , ASTM A194 Grade 8
SEE WELDED ATTACHMENT SUMMARY
SEE PIPING SUPPORT INDEX
SEE PIPING SUPPORT INDEX
Pipe , ASME B36.19 , Beveled End , ASTM A312 Grade TP304/TP304L , ElectricFusion Welded , (Ej = 0.80), SCH/THKS-10S
Pipe , ASME B36.19 , Beveled End , ASTM A312 Grade TP304/TP304L , ElectricFusion Welded , (Ej = 0.80), SCH/THKS-10S
Concentric Reducer , ASME B16.9 , Beveled End , ASTM A403 GradeWP304/WP304L , Type W, SCH/THK S-10S
90 Degree Long Radius Elbow , ASME B16.9 , Beveled End , ASTM A403 GradeWP304/WP304L , Type W, SCH/THK S-10S
Concentric Reducer , ASME B16.9 , Beveled End , ASTM A403 GradeWP304/WP304L , Type W, SCH/THK S-10S
Weld Neck Flange , ASME B16.5 , Class 150 , Raised-face flanged end , ASTMA182 Grade F 304/F 304L ,-, SCH/THKS-10S
Spiral Wound Gasket , ASME B16.20, for ASME B16.5 Flanges , Class 150 , 304stainless steel (18 Cr-8 Ni) ,w/flexible graphite filler , w/304 SSinner ring and 304 SS outer ring , Lowstress , Oxygen Clean (AA) acc. to4WPI-SW70003
Stud Bolt (IN-MM) - , ASTM A193 Grade B8, Class 2 , Studs - 115 mm Length
Hexagonal Head Nut , ASME B18.2.2 Heavy Hex , ASTM A194 Grade 8
SEE WELDED ATTACHMENT SUMMARY
SEE PIPING SUPPORT INDEX
SEE PIPING SUPPORT INDEX
Pipe , ASME B36.19 , Beveled End , ASTM A312 Grade TP304/TP304L , ElectricFusion Welded , (Ej = 0.80), SCH/THKS-10S
Pipe , ASME B36.19 , Beveled End , ASTM A312 Grade TP304/TP304L , ElectricFusion Welded , (Ej = 0.80), SCH/THKS-10S
Concentric Reducer , ASME B16.9 , Beveled End , ASTM A403 GradeWP304/WP304L , Type W, SCH/THK S-10S
90 Degree Long Radius Elbow , ASME B16.9 , Beveled End , ASTM A403 GradeWP304/WP304L , Type W, SCH/THK S-10S
Concentric Reducer , ASME B16.9 , Beveled End , ASTM A403 GradeWP304/WP304L , Type W, SCH/THK S-10S
Weld Neck Flange , ASME B16.5 , Class 150 , Raised-face flanged end , ASTMA182 Grade F 304/F 304L ,-, SCH/THKS-10S
Spiral Wound Gasket , ASME B16.20, for ASME B16.5 Flanges , Class 150 , 304stainless steel (18 Cr-8 Ni) ,w/flexible graphite filler , w/304 SSinner ring and 304 SS outer ring , Lowstress , Oxygen Clean (AA) acc. to4WPI-SW70003
Stud Bolt (IN-MM) - , ASTM A193 Grade B8, Class 2 , Studs - 115 mm Length
Hexagonal Head Nut , ASME B18.2.2 Heavy Hex , ASTM A194 Grade 8
SEE WELDED ATTACHMENT SUMMARY
SEE PIPING SUPPORT INDEX
SEE PIPING SUPPORT INDEX
Pipe , ASME B36.19 , Beveled End , ASTM A312 Grade TP304/TP304L , 100%Radiography , Electric Fusion Welded (Ej= 1.00), SCH/THK S-10S
Pipe , ASME B36.19 , Beveled End , ASTM A312 Grade TP304/TP304L , ElectricFusion Welded , (Ej = 0.80), SCH/THKS-10S
Tee , ASME B16.9 , Beveled End , ASTM A403 Grade WP304/WP304L , Type WX,SCH/THK S-10S
Eccentric Reducer , ASME B16.9 , Beveled End , ASTM A403 Grade WP304/WP304L ,Type WX, SCH/THK S-10S
90 Degree Long Radius Elbow , ASME B16.9 , Beveled End , ASTM A403 GradeWP304/WP304L , Type WX, SCH/THK S-10S
SockoletR, Reducing , MSS SP-97 , Class 3000 , Socket Welded End , ASTM A182Grade F 304/F 304L
Weld Neck Flange , ASME B16.47 Series A , Class 150 , Raised-face flanged end ,ASTM A182 Grade F 304/F 304L, SCH/THKS-10S
Weld Neck Flange , ASME B16.5 , Class 150 , Raised-face flanged end , ASTMA182 Grade F 304/F 304L ,-, SCH/THKS-10S
Pipe , ASME B36.19 , Plain End , ASTM A312 Grade TP304/TP304L , Seamless,SCH/THK S-10S
Plug Hexagonal Head , ASME B16.11 , Male Threaded End , ASTM A182 Grade F 304/F304L
Spiral Wound Gasket , ASME B16.20, for ASME B16.47 Series A Flanges , Class 150, 304 stainless steel (18 Cr-8 Ni) ,w/flexible graphite filler , w/304 SSinner ring and 304 SS outer ring ,Oxygen Clean (AA) acc. to 4WPI-SW70003
Spiral Wound Gasket , ASME B16.20, for ASME B16.5 Flanges , Class 150 , 304stainless steel (18 Cr-8 Ni) ,w/flexible graphite filler , w/304 SSinner ring and 304 SS outer ring , Lowstress , Oxygen Clean (AA) acc. to4WPI-SW70003
Stud Bolt (IN-MM) - , ASTM A193 Grade B8, Class 2 , Studs - 250 mm Length
Hexagonal Head Nut , ASME B18.2.2 Heavy Hex , ASTM A194 Grade 8
Stud Bolt (IN-MM) - , ASTM A193 Grade B8, Class 2 , Studs - 305 mm Length
Hexagonal Head Nut , ASME B18.2.2 Heavy Hex , ASTM A194 Grade 8
Butterfly Valve Short Pattern, Double Flanged , API 609 Category B , Class 150, Raised-face flanged end , Manual gearoperator , ASTM A351-CF8M , 316 SS Disk, RPTFE Seat , Stainless Steel Type 17-4PH Shaft , Process Clean (B) acc. to4WPI-SW70002 , ASME B16.47 Series A
Butterfly Valve, Wafer Type , API 609 Category B , Class 150 , Raised-facethru-bolted end without bolt holes ,Manual gear operator , ASTM A351-CF8M ,316 SS Disk , RPTFE Seat , StainlessSteel Type 17-4 PH Shaft , Process Clean(B) acc. to 4WPI-SW70002
Butterfly Valve, Wafer Type , API 609 Category B , Class 150 , Raised-facethru-bolted end without bolt holes ,Manual gear operator , ASTM A351-CF8M ,316 SS Disk , RPTFE Seat , StainlessSteel Type 17-4 PH Shaft , Process Clean(B) acc. to 4WPI-SW70002
Globe Valve , API STD 602 , Class 800 , Socket Welded End x Female Threaded End, Bolted Bonnet , Handwheel Operator ,ASTM A182 Grade F 316/F 316L , API Trim12 , Process Clean (B) acc. to4WPI-SW70002
SEE PIPING SUPPORT INDEX
Pipe , ASME B36.19 , Beveled End , ASTM A312 Grade TP304/TP304L , 100%Radiography , Electric Fusion Welded (Ej= 1.00), SCH/THK S-10S
Pipe , ASME B36.19 , Beveled End , ASTM A312 Grade TP304/TP304L , ElectricFusion Welded , (Ej = 0.80), SCH/THKS-10S
SockoletR, Reducing , MSS SP-97 , Class 3000 , Socket Welded End , ASTM A182Grade F 304/F 304L
90 Degree Long Radius Elbow , ASME B16.9 , Beveled End , ASTM A403 GradeWP304/WP304L , Type WX, SCH/THK S-10S
Weld Neck Flange , ASME B16.47 Series A , Class 150 , Raised-face flanged end ,ASTM A182 Grade F 304/F 304L, SCH/THKS-10S
Pipe , ASME B36.19 , Plain End , ASTM A312 Grade TP304/TP304L , Seamless,SCH/THK S-10S
Plug Hexagonal Head , ASME B16.11 , Male Threaded End , ASTM A182 Grade F 304/F304L
Spiral Wound Gasket , ASME B16.20, for ASME B16.47 Series A Flanges , Class 150, 304 stainless steel (18 Cr-8 Ni) ,w/flexible graphite filler , w/304 SSinner ring and 304 SS outer ring ,Oxygen Clean (AA) acc. to 4WPI-SW70003
Stud Bolt (IN-MM) - , ASTM A193 Grade B8, Class 2 , Studs - 250 mm Length
Hexagonal Head Nut , ASME B18.2.2 Heavy Hex , ASTM A194 Grade 8
Butterfly Valve Short Pattern, Double Flanged , API 609 Category B , Class 150, Raised-face flanged end , Manual gearoperator , ASTM A351-CF8M , 316 SS Disk, RPTFE Seat , Stainless Steel Type 17-4PH Shaft , Process Clean (B) acc. to4WPI-SW70002 , ASME B16.47 Series A
Globe Valve , API STD 602 , Class 800 , Socket Welded End x Female Threaded End, Bolted Bonnet , Handwheel Operator ,ASTM A182 Grade F 316/F 316L , API Trim12 , Process Clean (B) acc. to4WPI-SW70002
SEE WELDED ATTACHMENT SUMMARY
SEE PIPING SUPPORT INDEX
Pipe , ASME B36.19 , Beveled End , ASTM A312 Grade TP304/TP304L , ElectricFusion Welded , (Ej = 0.80), SCH/THKS-10S
Pipe , ASME B36.19 , Beveled End , ASTM A312 Grade TP304/TP304L , Seamless,SCH/THK S-10S
WeldoletR Reducing , MSS SP-97 , Beveled End , ASTM A182 Grade F 304/F 304L,SCH/THK S-10S
SockoletR, Reducing , MSS SP-97 , Class 3000 , Socket Welded End , ASTM A182Grade F 304/F 304L
90 Degree Long Radius Elbow , ASME B16.9 , Beveled End , ASTM A403 GradeWP304/WP304L , Type S, SCH/THK S-10S
Weld Neck Flange , ASME B16.5 , Class 150 , Raised-face flanged end , ASTMA182 Grade F 304/F 304L ,-, SCH/THKS-10S
Weld Neck Flange , ASME B16.5 , Class 150 , Raised-face flanged end , ASTMA182 Grade F 304/F 304L ,-, SCH/THKS-10S
Spiral Wound Gasket , ASME B16.20, for ASME B16.5 Flanges , Class 150 , 304stainless steel (18 Cr-8 Ni) ,w/flexible graphite filler , w/304 SSinner ring and 304 SS outer ring , Lowstress , Oxygen Clean (AA) acc. to4WPI-SW70003
Spiral Wound Gasket , ASME B16.20, for ASME B16.5 Flanges , Class 150 , 304stainless steel (18 Cr-8 Ni) ,w/flexible graphite filler , w/304 SSinner ring and 304 SS outer ring , Lowstress , Oxygen Clean (AA) acc. to4WPI-SW70003
Stud Bolt (IN-MM) - , ASTM A193 Grade B8, Class 2 , Studs - 160 mm Length
Hexagonal Head Nut , ASME B18.2.2 Heavy Hex , ASTM A194 Grade 8
Butterfly Valve, Wafer Type , API 609 Category B , Class 150 , Raised-facethru-bolted end without bolt holes ,Manual gear operator , ASTM A351-CF8M ,316 SS Disk , RPTFE Seat , StainlessSteel Type 17-4 PH Shaft , Process Clean(B) acc. to 4WPI-SW70002
SEE PIPING SUPPORT INDEX
SEE PIPING SUPPORT INDEX
SEE PIPING SUPPORT INDEX
SEE PIPING SUPPORT INDEX
SEE PIPING SUPPORT INDEX
SEE PIPING SUPPORT INDEX
SEE PIPING SUPPORT INDEX
SEE PIPING SUPPORT INDEX
SEE PIPING SUPPORT INDEX
SEE PIPING SUPPORT INDEX
Pipe , ASME B36.10 , Beveled End , ASTM A106-B , Seamless, SCH/THK S-STD
SockoletR, Reducing , MSS SP-97 , Class 3000 , Socket Welded End , ASTM A105N ,-
90 Degree Long Radius Elbow , ASME B16.9 , Beveled End , ASTM A234 Grade WPB ,Type S, SCH/THK S-STD
Pipe , ASME B36.10 , Plain End , ASTM A106-B , Seamless, SCH/THK S-STD
Plug Hexagonal Head , ASME B16.11 , Male Threaded End , ASTM A105N
Gate Valve, Flexible Wedge , API 600 , Class 150 , Beveled End , Bolted Bonnet, Handwheel Operator , ASTM A216-WCB ,API Trim 8 , Standard Clean (SC) acc. to4WPI-SW70001, SCH/THK S-STD
Gate Valve, Flexible Wedge , API 600 , Class 150 , Beveled End , Bolted Bonnet, Handwheel Operator , ASTM A216-WCB ,API Trim 8 , Standard Clean (SC) acc. to4WPI-SW70001, SCH/THK S-STD
Globe Valve , API STD 602 , Class 800 , Socket Welded End x Female Threaded End, Bolted Bonnet , Handwheel Operator ,ASTM A105N , API Trim 8 , Standard Clean(SC) acc. to 4WPI-SW70001
SEE PIPING SUPPORT INDEX
SEE PIPING SUPPORT INDEX
Pipe , ASME B36.10 , Beveled End , ASTM A106-B , Seamless, SCH/THK S-STD
SockoletR, Reducing , MSS SP-97 , Class 3000 , Socket Welded End , ASTM A105N ,-
90 Degree Long Radius Elbow , ASME B16.9 , Beveled End , ASTM A234 Grade WPB ,Type S, SCH/THK S-STD
Pipe , ASME B36.10 , Plain End , ASTM A106-B , Seamless, SCH/THK S-STD
Gate Valve, Flexible Wedge , API 600 , Class 150 , Beveled End , Bolted Bonnet, Handwheel Operator , ASTM A216-WCB ,API Trim 8 , Standard Clean (SC) acc. to4WPI-SW70001, SCH/THK S-STD
Gate Valve, Flexible Wedge , API 600 , Class 150 , Beveled End , Bolted Bonnet, Handwheel Operator , ASTM A216-WCB ,API Trim 8 , Standard Clean (SC) acc. to4WPI-SW70001, SCH/THK S-STD
Globe Valve , API STD 602 , Class 800 , Socket Welded End x Female Threaded End, Bolted Bonnet , Handwheel Operator ,ASTM A105N , API Trim 8 , Standard Clean(SC) acc. to 4WPI-SW70001
SEE PIPING SUPPORT INDEX
SEE PIPING SUPPORT INDEX
Pipe , ASME B36.10 , Beveled End , ASTM A106-B , Seamless, SCH/THK S-STD
SockoletR, Reducing , MSS SP-97 , Class 3000 , Socket Welded End , ASTM A105N ,-
90 Degree Long Radius Elbow , ASME B16.9 , Beveled End , ASTM A234 Grade WPB ,Type S, SCH/THK S-STD
Pipe , ASME B36.10 , Plain End , ASTM A106-B , Seamless, SCH/THK S-STD
Gate Valve, Flexible Wedge , API 600 , Class 150 , Beveled End , Bolted Bonnet, Handwheel Operator , ASTM A216-WCB ,API Trim 8 , Standard Clean (SC) acc. to4WPI-SW70001, SCH/THK S-STD
Gate Valve, Flexible Wedge , API 600 , Class 150 , Beveled End , Bolted Bonnet, Handwheel Operator , ASTM A216-WCB ,API Trim 8 , Standard Clean (SC) acc. to4WPI-SW70001, SCH/THK S-STD
Globe Valve , API STD 602 , Class 800 , Socket Welded End x Female Threaded End, Bolted Bonnet , Handwheel Operator ,ASTM A105N , API Trim 8 , Standard Clean(SC) acc. to 4WPI-SW70001
SEE PIPING SUPPORT INDEX
SEE PIPING SUPPORT INDEX
Pipe , ASME B36.10 , Beveled End , ASTM A106-B , Seamless, SCH/THK S-STD
90 Degree Long Radius Elbow , ASME B16.9 , Beveled End , ASTM A234 Grade WPB ,Type S, SCH/THK S-STD
Weld Neck Flange , ASME B16.5 , Class 150 , Raised-face flanged end , ASTMA105N ,-, SCH/THK S-STD
Flat Gasket, Non-Metallic, Solid , ASME B16.21 , Class 150 , Raised-face flangedend , Compressed non-asbestos sheet orfiber , 1.6 mm (0.063 in) Thick
Stud Bolt (IN-MM) - , ASTM A193 Grade B7 , Studs - 100 mm Length
Hexagonal Head Nut , ASME B18.2.2 Heavy Hex , ASTM A194 Grade 2H
SEE PIPING SUPPORT INDEX
SEE PIPING SUPPORT INDEX
Pipe , ASME B36.10 , Beveled End , ASTM A106-B , Seamless, SCH/THK S-STD
90 Degree Long Radius Elbow , ASME B16.9 , Beveled End , ASTM A234 Grade WPB ,Type S, SCH/THK S-STD
Weld Neck Flange , ASME B16.5 , Class 150 , Raised-face flanged end , ASTMA105N ,-, SCH/THK S-STD
Flat Gasket, Non-Metallic, Solid , ASME B16.21 , Class 150 , Raised-face flangedend , Compressed non-asbestos sheet orfiber , 1.6 mm (0.063 in) Thick
Stud Bolt (IN-MM) - , ASTM A193 Grade B7 , Studs - 100 mm Length
Hexagonal Head Nut , ASME B18.2.2 Heavy Hex , ASTM A194 Grade 2H
SEE PIPING SUPPORT INDEX
SEE PIPING SUPPORT INDEX
Pipe , ASME B36.10 , Beveled End , ASTM A106-B , Seamless, SCH/THK S-STD
90 Degree Long Radius Elbow , ASME B16.9 , Beveled End , ASTM A234 Grade WPB ,Type S, SCH/THK S-STD
Weld Neck Flange , ASME B16.5 , Class 150 , Raised-face flanged end , ASTMA105N ,-, SCH/THK S-STD
Flat Gasket, Non-Metallic, Solid , ASME B16.21 , Class 150 , Raised-face flangedend , Compressed non-asbestos sheet orfiber , 1.6 mm (0.063 in) Thick
Stud Bolt (IN-MM) - , ASTM A193 Grade B7 , Studs - 100 mm Length
Hexagonal Head Nut , ASME B18.2.2 Heavy Hex , ASTM A194 Grade 2H
SEE PIPING SUPPORT INDEX
SEE PIPING SUPPORT INDEX
Pipe , ASME B36.19 , Beveled End , ASTM A312 Grade TP304/TP304L , ElectricFusion Welded , (Ej = 0.80), SCH/THKS-10S
SockoletR, Reducing , MSS SP-97 , Class 3000 , Socket Welded End , ASTM A182Grade F 304/F 304L
Weld Neck Flange , ASME B16.5 , Class 150 , Raised-face flanged end , ASTMA182 Grade F 304/F 304L ,-, SCH/THKS-10S
Pipe , ASME B36.19 , Plain End , ASTM A312 Grade TP304/TP304L , Seamless,SCH/THK S-10S
Plug Hexagonal Head , ASME B16.11 , Male Threaded End , ASTM A182 Grade F 304/F304L
Blind Flange , ASME B16.5 , Class 150 , Raised-face flanged end , ASTM A182Grade F 304/F 304L
Spiral Wound Gasket , ASME B16.20, for ASME B16.5 Flanges , Class 150 , 304stainless steel (18 Cr-8 Ni) ,w/flexible graphite filler , w/304 SSinner ring and 304 SS outer ring , Lowstress , Oxygen Clean (AA) acc. to4WPI-SW70003
Stud Bolt (IN-MM) - , ASTM A193 Grade B8, Class 2 , Studs - 205 mm Length
Hexagonal Head Nut , ASME B18.2.2 Heavy Hex , ASTM A194 Grade 8
Stud Bolt (IN-MM) - , ASTM A193 Grade B8, Class 2 , Studs - 130 mm Length
Butterfly Valve, Wafer Type , API 609 Category B , Class 150 , Raised-facethru-bolted end without bolt holes ,Manual gear operator , ASTM A351-CF8M ,316 SS Disk , RPTFE Seat , StainlessSteel Type 17-4 PH Shaft , Process Clean(B) acc. to 4WPI-SW70002
Globe Valve , API STD 602 , Class 800 , Socket Welded End x Female Threaded End, Bolted Bonnet , Handwheel Operator ,ASTM A182 Grade F 316/F 316L , API Trim12 , Process Clean (B) acc. to4WPI-SW70002
Pipe , ASME B36.19 , Beveled End , ASTM A312 Grade TP304/TP304L , ElectricFusion Welded , (Ej = 0.80), SCH/THKS-10S
SockoletR, Reducing , MSS SP-97 , Class 3000 , Socket Welded End , ASTM A182Grade F 304/F 304L
Weld Neck Flange , ASME B16.5 , Class 150 , Raised-face flanged end , ASTMA182 Grade F 304/F 304L ,-, SCH/THKS-10S
Pipe , ASME B36.19 , Plain End , ASTM A312 Grade TP304/TP304L , Seamless,SCH/THK S-10S
Plug Hexagonal Head , ASME B16.11 , Male Threaded End , ASTM A182 Grade F 304/F304L
Blind Flange , ASME B16.5 , Class 150 , Raised-face flanged end , ASTM A182Grade F 304/F 304L
Spiral Wound Gasket , ASME B16.20, for ASME B16.5 Flanges , Class 150 , 304stainless steel (18 Cr-8 Ni) ,w/flexible graphite filler , w/304 SSinner ring and 304 SS outer ring , Lowstress , Oxygen Clean (AA) acc. to4WPI-SW70003
Stud Bolt (IN-MM) - , ASTM A193 Grade B8, Class 2 , Studs - 205 mm Length
Hexagonal Head Nut , ASME B18.2.2 Heavy Hex , ASTM A194 Grade 8
Stud Bolt (IN-MM) - , ASTM A193 Grade B8, Class 2 , Studs - 130 mm Length
Butterfly Valve, Wafer Type , API 609 Category B , Class 150 , Raised-facethru-bolted end without bolt holes ,Manual gear operator , ASTM A351-CF8M ,316 SS Disk , RPTFE Seat , StainlessSteel Type 17-4 PH Shaft , Process Clean(B) acc. to 4WPI-SW70002
Globe Valve , API STD 602 , Class 800 , Socket Welded End x Female Threaded End, Bolted Bonnet , Handwheel Operator ,ASTM A182 Grade F 316/F 316L , API Trim12 , Process Clean (B) acc. to4WPI-SW70002
Pipe , ASME B36.19 , Beveled End , ASTM A312 Grade TP304/TP304L , ElectricFusion Welded , (Ej = 0.80), SCH/THKS-10S
SockoletR, Reducing , MSS SP-97 , Class 3000 , Socket Welded End , ASTM A182Grade F 304/F 304L
Weld Neck Flange , ASME B16.5 , Class 150 , Raised-face flanged end , ASTMA182 Grade F 304/F 304L ,-, SCH/THKS-10S
Pipe , ASME B36.19 , Plain End , ASTM A312 Grade TP304/TP304L , Seamless,SCH/THK S-10S
Plug Hexagonal Head , ASME B16.11 , Male Threaded End , ASTM A182 Grade F 304/F304L
Blind Flange , ASME B16.5 , Class 150 , Raised-face flanged end , ASTM A182Grade F 304/F 304L
Spiral Wound Gasket , ASME B16.20, for ASME B16.5 Flanges , Class 150 , 304stainless steel (18 Cr-8 Ni) ,w/flexible graphite filler , w/304 SSinner ring and 304 SS outer ring , Lowstress , Oxygen Clean (AA) acc. to4WPI-SW70003
Stud Bolt (IN-MM) - , ASTM A193 Grade B8, Class 2 , Studs - 205 mm Length
Hexagonal Head Nut , ASME B18.2.2 Heavy Hex , ASTM A194 Grade 8
Stud Bolt (IN-MM) - , ASTM A193 Grade B8, Class 2 , Studs - 130 mm Length
Butterfly Valve, Wafer Type , API 609 Category B , Class 150 , Raised-facethru-bolted end without bolt holes ,Manual gear operator , ASTM A351-CF8M ,316 SS Disk , RPTFE Seat , StainlessSteel Type 17-4 PH Shaft , Process Clean(B) acc. to 4WPI-SW70002
Globe Valve , API STD 602 , Class 800 , Socket Welded End x Female Threaded End, Bolted Bonnet , Handwheel Operator ,ASTM A182 Grade F 316/F 316L , API Trim12 , Process Clean (B) acc. to4WPI-SW70002
Pipe , ASME B36.10 , Beveled End , ASTM A106-B , Seamless, SCH/THK S-STD
SockoletR, Reducing , MSS SP-97 , Class 3000 , Socket Welded End , ASTM A105N ,-
90 Degree Long Radius Elbow , ASME B16.9 , Beveled End , ASTM A234 Grade WPB ,Type S, SCH/THK S-STD
Pipe , ASME B36.10 , Plain End , ASTM A106-B , Seamless, SCH/THK S-STD
Concentric Swage , MSS SP-95 , Beveled End x Plain End , ASTM A234 Grade WPB ,Type S, SCH/THK S-STD
Coupling / Connector , ASME B16.11 ,Class 3000 , Socket Welded End , ASTMA105N , -
Gate Valve, Solid Wedge , API 602 , Class 800 , Socket Weld End , BoltedBonnet , Handwheel Operator , ASTM A105N, API Trim 8 , Standard Clean (SC) acc.to 4WPI-SW70001
Swing Check Valve , API STD 602 , Class 800 , Socket Weld End , Bolted Cover ,ASTM A105N , API Trim 8 , Standard Clean(SC) acc. to 4WPI-SW70001
SEE PIPING SUPPORT INDEX
SEE PIPING SUPPORT INDEX
SEE PIPING SUPPORT INDEX
SEE PIPING SUPPORT INDEX
SEE PIPING SUPPORT INDEX
SEE PIPING SUPPORT INDEX
SEE PIPING SUPPORT INDEX
SEE PIPING SUPPORT INDEX
SEE PIPING SUPPORT INDEX
SEE PIPING SUPPORT INDEX
Pipe , ASME B36.10 , Plain End , ASTM A106-B , Seamless, SCH/THK S-STD
Pipe , ASME B36.10 , Plain End , ASTM A106-B , Seamless, SCH/THK S-STD
Tee , ASME B16.11 , Class 3000 , Socket Welded End , ASTM A105N , -
Reducing Tee , ASME B16.11 , Class 3000 , Socket Welded End , ASTM A105N , -
Eccentric Swage , MSS SP-95 , Plain End , ASTM A234 Grade WPB , Type S, SCH/THKS-STD
Coupling / Connector , ASME B16.11 , Class 3000 , Socket Welded End , ASTMA105N , -
Socket Weld Flange , ASME B16.5 , Class 150 , Raised-face flanged end , ASTMA105N ,-
Socket Weld Flange , ASME B16.5 , Class 150 , Raised-face flanged end , ASTMA105N ,-
Spiral Wound Gasket , ASME B16.20, for ASME B16.5 Flanges , Class 150 , 304stainless steel (18 Cr-8 Ni) ,w/flexible graphite filler , w/304 SSinner ring and CS outer ring , Lowstress
Spiral Wound Gasket , ASME B16.20, for ASME B16.5 Flanges , Class 150 , 304stainless steel (18 Cr-8 Ni) ,w/flexible graphite filler , w/304 SSinner ring and CS outer ring , Lowstress
Stud Bolt (IN-MM) - , ASTM A193 Grade B7 , Studs - 70 mm Length
Hexagonal Head Nut , ASME B18.2.2 Heavy Hex , ASTM A194 Grade 2H
Stud Bolt (IN-MM) - , ASTM A193 Grade B7 , Studs - 100 mm Length
Gate Valve, Solid Wedge , API 602 , Class 800 , Socket Weld End , BoltedBonnet , Handwheel Operator , ASTM A105N, API Trim 8 , Standard Clean (SC) acc.to 4WPI-SW70001
Swing Check Valve , API STD 602 , Class 800 , Socket Weld End , Bolted Cover ,ASTM A105N , API Trim 8 , Standard Clean(SC) acc. to 4WPI-SW70001
Gate Valve, Solid Wedge , API 602 , Class 800 , Socket Welded End x FemaleThreaded End , Bolted Bonnet , HandwheelOperator , ASTM A105N , API Trim 8 ,Standard Clean (SC) acc. to 4WPI-SW70001
SEE INSTRUMENT SUMMARY
SEE INSTRUMENT SUMMARY
SEE INSTRUMENT SUMMARY
SEE PIPING SUPPORT INDEX
SEE PIPING SUPPORT INDEX
SEE PIPING SUPPORT INDEX
Pipe , ASME B36.10 , Plain End , ASTM A106-B , Seamless, SCH/THK S-STD
Pipe , ASME B36.10 , Plain End , ASTM A106-B , Seamless, SCH/THK S-STD
Tee , ASME B16.11 , Class 3000 , Socket Welded End , ASTM A105N , -
Reducing Tee , ASME B16.11 , Class 3000 , Socket Welded End , ASTM A105N , -
90 Degree Elbow , ASME B16.11 , Class 3000 , Socket Welded End , ASTM A105N ,-
Plug Hexagonal Head , ASME B16.11 , Male Threaded End , ASTM A105N
Gate Valve, Solid Wedge , API 602 , Class 800 , Socket Weld End , BoltedBonnet , Handwheel Operator , ASTM A105N, API Trim 8 , Standard Clean (SC) acc.to 4WPI-SW70001
Gate Valve, Solid Wedge , API 602 , Class 800 , Socket Weld End , BoltedBonnet , Handwheel Operator , ASTM A105N, API Trim 8 , Standard Clean (SC) acc.to 4WPI-SW70001
Globe Valve , API STD 602 , Class 800 , Socket Welded End x Female Threaded End, Bolted Bonnet , Handwheel Operator ,ASTM A105N , API Trim 8 , Standard Clean(SC) acc. to 4WPI-SW70001
Gate Valve, Solid Wedge , API 602 , Class 800 , Socket Welded End x FemaleThreaded End , Bolted Bonnet , HandwheelOperator , ASTM A105N , API Trim 8 ,Standard Clean (SC) acc. to 4WPI-SW70001
SEE INSTRUMENT SUMMARY
SEE PIPING SUPPORT INDEX
Pipe , ASME B36.10 , Plain End , ASTM A106-B , Seamless, SCH/THK S-STD
Pipe , ASME B36.10 , Plain End , ASTM A106-B , Seamless, SCH/THK S-STD
Tee , ASME B16.11 , Class 3000 , Socket Welded End , ASTM A105N , -
Reducing Tee , ASME B16.11 , Class 3000 , Socket Welded End , ASTM A105N , -
Eccentric Swage , MSS SP-95 , Plain End , ASTM A234 Grade WPB , Type S, SCH/THKS-STD
90 Degree Elbow , ASME B16.11 , Class 3000 , Socket Welded End , ASTM A105N ,-
Plug Hexagonal Head , ASME B16.11 , Male Threaded End , ASTM A105N
Coupling / Connector , ASME B16.11 , Class 3000 , Socket Welded End , ASTMA105N , -
Socket Weld Flange , ASME B16.5 , Class 150 , Raised-face flanged end , ASTMA105N ,-
Socket Weld Flange , ASME B16.5 , Class 150 , Raised-face flanged end , ASTMA105N ,-
Spiral Wound Gasket , ASME B16.20, for ASME B16.5 Flanges , Class 150 , 304stainless steel (18 Cr-8 Ni) ,w/flexible graphite filler , w/304 SSinner ring and CS outer ring , Lowstress
Spiral Wound Gasket , ASME B16.20, for ASME B16.5 Flanges , Class 150 , 304stainless steel (18 Cr-8 Ni) ,w/flexible graphite filler , w/304 SSinner ring and CS outer ring , Lowstress
Stud Bolt (IN-MM) - , ASTM A193 Grade B7 , Studs - 100 mm Length
Hexagonal Head Nut , ASME B18.2.2 Heavy Hex , ASTM A194 Grade 2H
Stud Bolt (IN-MM) - , ASTM A193 Grade B7 , Studs - 70 mm Length
Swing Check Valve , API STD 602 , Class 800 , Socket Weld End , Bolted Cover ,ASTM A105N , API Trim 8 , Standard Clean(SC) acc. to 4WPI-SW70001
Gate Valve, Solid Wedge , API 602 , Class 800 , Socket Weld End , BoltedBonnet , Handwheel Operator , ASTM A105N, API Trim 8 , Standard Clean (SC) acc.to 4WPI-SW70001
Globe Valve , API STD 602 , Class 800 , Socket Welded End x Female Threaded End, Bolted Bonnet , Handwheel Operator ,ASTM A105N , API Trim 8 , Standard Clean(SC) acc. to 4WPI-SW70001
SEE INSTRUMENT SUMMARY
SEE INSTRUMENT SUMMARY
SEE PIPING SUPPORT INDEX
SEE PIPING SUPPORT INDEX
SEE PIPING SUPPORT INDEX
SEE PIPING SUPPORT INDEX
SEE PIPING SUPPORT INDEX
SEE PIPING SUPPORT INDEX
SEE PIPING SUPPORT INDEX
Pipe , ASME B36.10 , Plain End , ASTM A106-B , Seamless, SCH/THK S-STD
Tee , ASME B16.11 , Class 3000 , Socket Welded End , ASTM A105N , -
90 Degree Elbow , ASME B16.11 , Class 3000 , Socket Welded End , ASTM A105N ,-
SEE PIPING SUPPORT INDEX
SEE PIPING SUPPORT INDEX
SEE PIPING SUPPORT INDEX
SEE PIPING SUPPORT INDEX
Pipe , ASME B36.10 , Plain End , ASTM A106-B , Seamless, SCH/THK S-STD
Tee , ASME B16.11 , Class 3000 , Socket Welded End , ASTM A105N , -
90 Degree Elbow , ASME B16.11 , Class 3000 , Socket Welded End , ASTM A105N ,-
SEE PIPING SUPPORT INDEX
SEE PIPING SUPPORT INDEX
SEE PIPING SUPPORT INDEX
SEE PIPING SUPPORT INDEX
SEE PIPING SUPPORT INDEX
SEE PIPING SUPPORT INDEX
SEE PIPING SUPPORT INDEX
SEE PIPING SUPPORT INDEX
Pipe , ASME B36.10 , Plain End , ASTM A106-B , Seamless, SCH/THK S-STD
90 Degree Elbow , ASME B16.11 , Class 3000 , Socket Welded End , ASTM A105N ,-
Globe Valve , API STD 602 , Class 800 , Socket Weld End , Bolted Bonnet ,Handwheel Operator , ASTM A105N , APITrim 8 , Standard Clean (SC) acc. to4WPI-SW70001
SEE PIPING SUPPORT INDEX
SEE PIPING SUPPORT INDEX
SEE PIPING SUPPORT INDEX
SEE PIPING SUPPORT INDEX
SEE PIPING SUPPORT INDEX
Pipe , ASME B36.10 , Plain End , ASTM A106-B , Seamless, SCH/THK S-STD
90 Degree Elbow , ASME B16.11 , Class 3000 , Socket Welded End , ASTM A105N ,-
Globe Valve , API STD 602 , Class 800 , Socket Weld End , Bolted Bonnet ,Handwheel Operator , ASTM A105N , APITrim 8 , Standard Clean (SC) acc. to4WPI-SW70001
SEE PIPING SUPPORT INDEX
SEE PIPING SUPPORT INDEX
SEE PIPING SUPPORT INDEX
SEE PIPING SUPPORT INDEX
Pipe , ASME B36.10 , Plain End , ASTM A106-B , Seamless, SCH/THK S-STD
90 Degree Elbow , ASME B16.11 , Class 3000 , Socket Welded End , ASTM A105N ,-
Globe Valve , API STD 602 , Class 800 , Socket Weld End , Bolted Bonnet ,Handwheel Operator , ASTM A105N , APITrim 8 , Standard Clean (SC) acc. to4WPI-SW70001
SEE PIPING SUPPORT INDEX
SEE PIPING SUPPORT INDEX
SEE PIPING SUPPORT INDEX
SEE PIPING SUPPORT INDEX
Pipe , ASME B36.19 , Beveled End , ASTM A312 Grade TP304/TP304L , ElectricFusion Welded , (Ej = 0.80), SCH/THKS-10S
Pipe , ASME B36.19 , Beveled End , ASTM A312 Grade TP304/TP304L , ElectricFusion Welded , (Ej = 0.80), SCH/THKS-10S
Concentric Reducer , ASME B16.9 ,Beveled End , ASTM A403 GradeWP304/WP304L , Type W, SCH/THK S-10S
90 Degree Long Radius Elbow , ASME B16.9 , Beveled End , ASTM A403 GradeWP304/WP304L , Type W, SCH/THK S-10SFLANGES
Weld Neck Flange , ASME B16.5 , Class 150 , Raised-face flanged end , ASTMA182 Grade F 304/F 304L ,-, SCH/THKS-10S
Spiral Wound Gasket , ASME B16.20, for ASME B16.5 Flanges , Class 150 , 304stainless steel (18 Cr-8 Ni) ,w/flexible graphite filler , w/304 SSinner ring and 304 SS outer ring , Lowstress , Oxygen Clean (AA) acc. to4WPI-SW70003
Stud Bolt (IN-MM) - , ASTM A193 Grade B8, Class 2 , Studs - 130 mm Length
Hexagonal Head Nut , ASME B18.2.2 Heavy Hex , ASTM A194 Grade 8
SEE WELDED ATTACHMENT SUMMARY
SEE PIPING SUPPORT INDEX
SEE PIPING SUPPORT INDEX
Pipe , ASME B36.19 , Beveled End , ASTM A312 Grade TP304/TP304L , ElectricFusion Welded , (Ej = 0.80), SCH/THKS-10S
Pipe , ASME B36.19 , Beveled End , ASTM A312 Grade TP304/TP304L , ElectricFusion Welded , (Ej = 0.80), SCH/THKS-10S
Concentric Reducer , ASME B16.9 , Beveled End , ASTM A403 GradeWP304/WP304L , Type W, SCH/THK S-10S
90 Degree Long Radius Elbow , ASME B16.9 , Beveled End , ASTM A403 GradeWP304/WP304L , Type W, SCH/THK S-10S
Weld Neck Flange , ASME B16.5 , Class 150 , Raised-face flanged end , ASTMA182 Grade F 304/F 304L ,-, SCH/THKS-10S
Spiral Wound Gasket , ASME B16.20, for ASME B16.5 Flanges , Class 150 , 304stainless steel (18 Cr-8 Ni) ,w/flexible graphite filler , w/304 SSinner ring and 304 SS outer ring , Lowstress , Oxygen Clean (AA) acc. to4WPI-SW70003
Stud Bolt (IN-MM) - , ASTM A193 Grade B8, Class 2 , Studs - 130 mm Length
Hexagonal Head Nut , ASME B18.2.2 Heavy Hex , ASTM A194 Grade 8
SEE WELDED ATTACHMENT SUMMARY
SEE PIPING SUPPORT INDEX
SEE PIPING SUPPORT INDEX
Pipe , ASME B36.19 , Beveled End , ASTM A312 Grade TP304/TP304L , ElectricFusion Welded , (Ej = 0.80), SCH/THKS-10S
Pipe , ASME B36.19 , Beveled End , ASTM A312 Grade TP304/TP304L , ElectricFusion Welded , (Ej = 0.80), SCH/THKS-10S
Concentric Reducer , ASME B16.9 , Beveled End , ASTM A403 GradeWP304/WP304L , Type W, SCH/THK S-10S
90 Degree Long Radius Elbow , ASME B16.9 , Beveled End , ASTM A403 GradeWP304/WP304L , Type W, SCH/THK S-10S
Weld Neck Flange , ASME B16.5 , Class 150 , Raised-face flanged end , ASTMA182 Grade F 304/F 304L ,-, SCH/THKS-10S
Spiral Wound Gasket , ASME B16.20, for ASME B16.5 Flanges , Class 150 , 304stainless steel (18 Cr-8 Ni) ,w/flexible graphite filler , w/304 SSinner ring and 304 SS outer ring , Lowstress , Oxygen Clean (AA) acc. to4WPI-SW70003
Stud Bolt (IN-MM) - , ASTM A193 Grade B8, Class 2 , Studs - 130 mm Length
Hexagonal Head Nut , ASME B18.2.2 Heavy Hex , ASTM A194 Grade 8
SEE WELDED ATTACHMENT SUMMARY
SEE PIPING SUPPORT INDEX
SEE PIPING SUPPORT INDEX
Pipe , ASME B36.19 , Beveled End , ASTM A312 Grade TP304/TP304L , ElectricFusion Welded , (Ej = 0.80), SCH/THKS-10S
Pipe , ASME B36.19 , Beveled End , ASTM A312 Grade TP304/TP304L , ElectricFusion Welded , (Ej = 0.80), SCH/THKS-10S
Concentric Reducer , ASME B16.9 , Beveled End , ASTM A403 GradeWP304/WP304L , Type W, SCH/THK S-10S
90 Degree Long Radius Elbow , ASME B16.9 , Beveled End , ASTM A403 GradeWP304/WP304L , Type W, SCH/THK S-10S
Weld Neck Flange , ASME B16.5 , Class 150 , Raised-face flanged end , ASTMA182 Grade F 304/F 304L ,-, SCH/THKS-10S
Spiral Wound Gasket , ASME B16.20, for ASME B16.5 Flanges , Class 150 , 304stainless steel (18 Cr-8 Ni) ,w/flexible graphite filler , w/304 SSinner ring and 304 SS outer ring , Lowstress , Oxygen Clean (AA) acc. to4WPI-SW70003
Stud Bolt (IN-MM) - , ASTM A193 Grade B8, Class 2 , Studs - 120 mm Length
Hexagonal Head Nut , ASME B18.2.2 Heavy Hex , ASTM A194 Grade 8
SEE WELDED ATTACHMENT SUMMARY
SEE PIPING SUPPORT INDEX
SEE PIPING SUPPORT INDEX
Pipe , ASME B36.19 , Beveled End , ASTM A312 Grade TP304/TP304L , Seamless,SCH/THK S-10S
SockoletR, Reducing , MSS SP-97 , Class 3000 , Socket Welded End , ASTM A182Grade F 304/F 304L
90 Degree Long Radius Elbow , ASME B16.9 , Beveled End , ASTM A403 GradeWP304/WP304L , Type S, SCH/THK S-10S
Weld Neck Flange , ASME B16.5 , Class 150 , Raised-face flanged end , ASTMA182 Grade F 304/F 304L ,-, SCH/THKS-10S
SEE PIPING SUPPORT INDEX
SEE PIPING SUPPORT INDEX
Pipe , ASME B36.19 , Plain End , ASTM A312 Grade TP304/TP304L , Seamless,SCH/THK S-10S
Plug Hexagonal Head , ASME B16.11 , Male Threaded End , ASTM A182 Grade F 304/F304L
Spiral Wound Gasket , ASME B16.20, for ASME B16.5 Flanges , Class 150 , 304stainless steel (18 Cr-8 Ni) ,w/flexible graphite filler , w/304 SSinner ring and CS outer ring , Lowstress
Stud Bolt (IN-MM) - , ASTM A193 Grade B8, Class 2 , Studs - 95 mm Length
Hexagonal Head Nut , ASME B18.2.2 Heavy Hex , ASTM A194 Grade 8
Gate Valve, Flexible Wedge , API 600 , Class 150 , Beveled End , Bolted Bonnet, Handwheel Operator , ASTM A351-CF3M ,API Trim 12 , Standard Clean (SC) acc.to 4WPI-SW70001, SCH/THK S-10S
Globe Valve , API STD 602 , Class 800 , Socket Welded End x Female Threaded End, Bolted Bonnet , Handwheel Operator ,ASTM A182 Grade F 316/F 316L , API Trim12 , Standard Clean (SC) acc. to4WPI-SW70001
SEE PIPING SUPPORT INDEX
SEE PIPING SUPPORT INDEX
SEE PIPING SUPPORT INDEX
SEE PIPING SUPPORT INDEX
SEE PIPING SUPPORT INDEX
SEE PIPING SUPPORT INDEX
Pipe , ASME B36.19 , Beveled End , ASTM A312 Grade TP304/TP304L , Seamless,SCH/THK S-10S
Tee , ASME B16.9 , Beveled End , ASTM A403 Grade WP304/WP304L , Type S,SCH/THK S-10S
90 Degree Long Radius Elbow , ASME B16.9 , Beveled End , ASTM A403 GradeWP304/WP304L , Type S, SCH/THK S-10S
Weld Neck Flange , ASME B16.5 , Class 150 , Raised-face flanged end , ASTMA182 Grade F 304/F 304L ,-, SCH/THKS-10S
SEE PIPING SUPPORT INDEX
SEE PIPING SUPPORT INDEX
Pipe , ASME B36.19 , Plain End , ASTM A312 Grade TP304/TP304L , Seamless,SCH/THK S-10S
Concentric Swage , MSS SP-95 , Beveled End x Plain End , ASTM A403 GradeWP304/WP304L , Type S, SCH/THK S-10S
Plug Hexagonal Head , ASME B16.11 , Male Threaded End , ASTM A182 Grade F 304/F304L
Spiral Wound Gasket , ASME B16.20, for ASME B16.5 Flanges , Class 150 , 304stainless steel (18 Cr-8 Ni) ,w/flexible graphite filler , w/304 SSinner ring and CS outer ring , Lowstress
Stud Bolt (IN-MM) - , ASTM A193 Grade B8, Class 2 , Studs - 95 mm Length
Hexagonal Head Nut , ASME B18.2.2 Heavy Hex , ASTM A194 Grade 8
Gate Valve, Flexible Wedge , API 600 , Class 150 , Beveled End , Bolted Bonnet, Handwheel Operator , ASTM A351-CF3M ,API Trim 12 , Standard Clean (SC) acc.to 4WPI-SW70001, SCH/THK S-10S
Globe Valve , API STD 602 , Class 800 , Socket Welded End x Female Threaded End, Bolted Bonnet , Handwheel Operator ,ASTM A182 Grade F 316/F 316L , API Trim12 , Standard Clean (SC) acc. to4WPI-SW70001
SEE PIPING SUPPORT INDEX
SEE PIPING SUPPORT INDEX
SEE PIPING SUPPORT INDEX
SEE PIPING SUPPORT INDEX
SEE PIPING SUPPORT INDEX
SEE PIPING SUPPORT INDEX
Pipe , ASME B36.19 , Beveled End , ASTM A312 Grade TP304/TP304L , Seamless,SCH/THK S-10S
Tee , ASME B16.9 , Beveled End , ASTM A403 Grade WP304/WP304L , Type S,SCH/THK S-10S
90 Degree Long Radius Elbow , ASME B16.9 , Beveled End , ASTM A403 GradeWP304/WP304L , Type S, SCH/THK S-10S
Weld Neck Flange , ASME B16.5 , Class 150 , Raised-face flanged end , ASTMA182 Grade F 304/F 304L ,-, SCH/THKS-10S
SEE PIPING SUPPORT INDEX
SEE PIPING SUPPORT INDEX
Pipe , ASME B36.19 , Plain End , ASTM A312 Grade TP304/TP304L , Seamless,SCH/THK S-10S
Concentric Swage , MSS SP-95 , Beveled End x Plain End , ASTM A403 GradeWP304/WP304L , Type S, SCH/THK S-10S
Plug Hexagonal Head , ASME B16.11 , Male Threaded End , ASTM A182 Grade F 304/F304L
Spiral Wound Gasket , ASME B16.20, for ASME B16.5 Flanges , Class 150 , 304stainless steel (18 Cr-8 Ni) ,w/flexible graphite filler , w/304 SSinner ring and CS outer ring , Lowstress
Stud Bolt (IN-MM) - , ASTM A193 Grade B8, Class 2 , Studs - 95 mm Length
Hexagonal Head Nut , ASME B18.2.2 Heavy Hex , ASTM A194 Grade 8
Gate Valve, Flexible Wedge , API 600 , Class 150 , Beveled End , Bolted Bonnet, Handwheel Operator , ASTM A351-CF3M ,API Trim 12 , Standard Clean (SC) acc.to 4WPI-SW70001, SCH/THK S-10S
Globe Valve , API STD 602 , Class 800 , Socket Welded End x Female Threaded End, Bolted Bonnet , Handwheel Operator ,ASTM A182 Grade F 316/F 316L , API Trim12 , Standard Clean (SC) acc. to4WPI-SW70001
SEE PIPING SUPPORT INDEX
SEE PIPING SUPPORT INDEX
SEE PIPING SUPPORT INDEX
SEE PIPING SUPPORT INDEX
SEE PIPING SUPPORT INDEX
SEE PIPING SUPPORT INDEX
SEE PIPING SUPPORT INDEX
SEE PIPING SUPPORT INDEX
SEE PIPING SUPPORT INDEX
SEE PIPING SUPPORT INDEX
Pipe , ASME B36.19 , Plain End , ASTM A312 Grade TP304/TP304L , Seamless,SCH/THK S-10S
90 Degree Elbow , ASME B16.11 , Class 3000 , Socket Welded End , ASTM A182Grade F 304/F 304L
Globe Valve , AP SPEC-ENG-MS009 , Class 300 , Socket Weld End , Extended BoltedBonnet , Handwheel Operator , ASTMA351-CF8 , Bronze Topworks , ResilientSeat , Process Clean (B) acc. to4WPI-SW70002 , Inside Screw with RisingStem , Cryogenic Service
SEE PIPING SUPPORT INDEX
SEE PIPING SUPPORT INDEX
SEE PIPING SUPPORT INDEX
SEE PIPING SUPPORT INDEX
SEE PIPING SUPPORT INDEX
SEE PIPING SUPPORT INDEX
SEE PIPING SUPPORT INDEX
SEE PIPING SUPPORT INDEX
Pipe , ASME B36.19 , Plain End , ASTM A312 Grade TP304/TP304L , Seamless,SCH/THK S-10S
Pipe , ASME B36.19 , Plain End , ASTM A312 Grade TP304/TP304L , Seamless,SCH/THK S-10S
Concentric Swage , MSS SP-95 , Plain End , ASTM A403 Grade WP304/WP304L , Type S,SCH/THK S-10S
90 Degree Elbow , ASME B16.11 , Class 3000 , Socket Welded End , ASTM A182Grade F 304/F 304L
90 Degree Elbow , ASME B16.11 , Class 3000 , Socket Welded End , ASTM A182Grade F 304/F 304L
SEE PIPING SUPPORT INDEX
SEE PIPING SUPPORT INDEX
SEE PIPING SUPPORT INDEX
SEE PIPING SUPPORT INDEX
SEE PIPING SUPPORT INDEX
SEE PIPING SUPPORT INDEX
SEE PIPING SUPPORT INDEX
Pipe , ASME B36.19 , Plain End , ASTM A312 Grade TP304/TP304L , Seamless,SCH/THK S-10S
90 Degree Elbow , ASME B16.11 , Class 3000 , Socket Welded End , ASTM A182Grade F 304/F 304L
SEE PIPING SUPPORT INDEX
SEE PIPING SUPPORT INDEX
SEE PIPING SUPPORT INDEX
SEE PIPING SUPPORT INDEX
Pipe , ASME B36.10 , Beveled End , ASTM A106-B , Seamless, SCH/THK S-STD
Eccentric Reducer , ASME B16.9 , Beveled End , ASTM A234 Grade WPB , Type S,SCH/THK S-STD
90 Degree Long Radius Elbow , ASME B16.9 , Beveled End , ASTM A234 Grade WPB ,Type S, SCH/THK S-STD
Weld Neck Flange , ASME B16.5 , Class 150 , Raised-face flanged end , ASTMA105N ,-, SCH/THK S-STD
Spiral Wound Gasket , ASME B16.20, for ASME B16.5 Flanges , Class 150 , 304stainless steel (18 Cr-8 Ni) ,w/flexible graphite filler , w/304 SSinner ring and CS outer ring , Lowstress
Stud Bolt (IN-MM) - , ASTM A193 Grade B7 , Studs - 95 mm Length
Hexagonal Head Nut , ASME B18.2.2 Heavy Hex , ASTM A194 Grade 2H
SEE PIPING SUPPORT INDEX
SEE PIPING SUPPORT INDEX
SEE PIPING SUPPORT INDEX
SEE PIPING SUPPORT INDEX
Pipe , ASME B36.10 , Beveled End , ASTM A106-B , Seamless, SCH/THK S-STD
Eccentric Reducer , ASME B16.9 , Beveled End , ASTM A234 Grade WPB , Type S,SCH/THK S-STD
90 Degree Long Radius Elbow , ASME B16.9 , Beveled End , ASTM A234 Grade WPB ,Type S, SCH/THK S-STD
Weld Neck Flange , ASME B16.5 , Class 150 , Raised-face flanged end , ASTMA105N ,-, SCH/THK S-STD
Spiral Wound Gasket , ASME B16.20, for ASME B16.5 Flanges , Class 150 , 304stainless steel (18 Cr-8 Ni) ,w/flexible graphite filler , w/304 SSinner ring and CS outer ring , Lowstress
Stud Bolt (IN-MM) - , ASTM A193 Grade B7 , Studs - 95 mm Length
Hexagonal Head Nut , ASME B18.2.2 Heavy Hex , ASTM A194 Grade 2H
SEE PIPING SUPPORT INDEX
SEE PIPING SUPPORT INDEX
SEE PIPING SUPPORT INDEX
WeldoletR Reducing , MSS SP-97 , Beveled End , ASTM A105N -, SCH/THK S-STD
WeldoletR Reducing , MSS SP-97 , Beveled End , ASTM A105N -, SCH/THK S-STD
SEE PIPING SUPPORT INDEX
SEE PIPING SUPPORT INDEX
SEE PIPING SUPPORT INDEX
SEE PIPING SUPPORT INDEX
SEE PIPING SUPPORT INDEX
Pipe , ASME B36.10 , Beveled End , ASTM A53-B , Electric Resistance Welded (Ej =0.85), SCH/THK S-STD
Pipe , ASME B36.10 , Beveled End , ASTM A53-B , Electric Resistance Welded (Ej =0.85), SCH/THK S-STD
Concentric Reducer , ASME B16.9 , Beveled End , ASTM A234 Grade WPB , TypeW, SCH/THK S-STD
WeldoletR Reducing , MSS SP-97 , Beveled End , ASTM A105N -, SCH/THK S-STD
90 Degree Long Radius Elbow , ASME B16.9 , Beveled End , ASTM A234 Grade WPB ,Type W, SCH/THK S-STD
SockoletR, Reducing , MSS SP-97 , Class 3000 , Socket Welded End , ASTM A105N ,-
90 Degree Long Radius Elbow , ASME B16.9 , Beveled End , ASTM A234 Grade WPB ,Type W, SCH/THK S-STD
Nipple , ASME B36.10 , Plain End x MaleThreaded End , ASTM A106-B , 4in Long ,Seamless, SCH/THK S-XS
Plug Hexagonal Head , ASME B16.11 , Male Threaded End , ASTM A105N
Slip-On Flange , ASME B16.5 , Class 150 , Flat-face flanged end , ASTM A105N ,-
Blind Flange , ASME B16.5 , Class 150 , Flat-face flanged end , ASTM A105N ,-
Flat Gasket, Non-Metallic, Solid , ASME B16.21 , Class 150 , Flat-face flangedend , Compressed non-asbestos sheet orfiber , 1.6 mm (0.063 in) Thick
Stud Bolt (IN-MM) - , ASTM A193 Grade B7 , Studs - 150 mm Length
Hexagonal Head Nut , ASME B18.2.2 HeavyHex , ASTM A563 Grade A
Stud Bolt (IN-MM) - , ASTM A193 Grade B7 , Studs - 100 mm Length
Butterfly Valve, Wafer Type , API 609 Category A , 150 psig , Flat Facew/Integral Gaskets , Lever Operator ,ASTM A126 Grade B or A536 Grade 65-45-12, Nylon Coated Disc , EPDM Sleeve ,Stainless Steel Stem , Standard Clean(SC) acc. to 4WPI-SW70001
Ball Valve , Generic manufacturer , 600 psig , Female Threaded End , Two PieceFloating Ball , Lever Operator , Bronzeor Brass Body , Bronze or Bronze Trim ,PTFE Packing , PTFE Seat , StandardClean (SC) acc. to 4WPI-SW70001
SEE PIPING SUPPORT INDEX
SEE PIPING SUPPORT INDEX
SEE PIPING SUPPORT INDEX
Pipe , ASME B36.10 , Beveled End , ASTM A53-B , Electric Resistance Welded (Ej =0.85), SCH/THK S-STD
Concentric Reducer , ASME B16.9 , Beveled End , ASTM A234 Grade WPB , Type W, SCH/THK S-STD
Sockolet®, Reducing , MSS SP-97 , Class 3000 , Socket Welded End , ASTM A105N ,-
90 Degree Long Radius Elbow , ASME B16.9, Beveled End , ASTM A234 Grade WPB ,Type W, SCH/THK S-STD
SEE PIPING SUPPORT INDEX
SEE PIPING SUPPORT INDEX
SEE PIPING SUPPORT INDEX
SEE PIPING SUPPORT INDEX
SEE PIPING SUPPORT INDEX
Pipe , ASME B36.10 , Plain End , ASTM A106-B , Seamless, SCH/THK S-STD
90 Degree Elbow , ASME B16.11 , Class3000 , Socket Welded End , ASTM A105N ,A105N , -
Coupling / Connector , ASME B16.11 ,Class 3000 , Socket Welded End , ASTMSeamless, SCH/THK S-XSClass 3000 , Socket Welded End , ASTMA105N , -
Nipple , ASME B36.10 , Plain End x Male Threaded End , ASTM A106-B , 3in Long ,Seamless, SCH/THK S-XS
Plug Hexagonal Head , ASME B16.11 , Male Threaded End , ASTM A105N
Ball Valve , Generic manufacturer , 600psig , Female Threaded End , Two PieceFloating Ball , Lever Operator , Bronzeor Brass Body , Bronze or Bronze Trim ,PTFE Packing , PTFE Seat , StandardClean (SC) acc. to 4WPI-SW70001
SEE PIPING SUPPORT INDEX
SEE PIPING SUPPORT INDEX
SEE PIPING SUPPORT INDEX
SEE PIPING SUPPORT INDEX
SEE PIPING SUPPORT INDEX
SEE PIPING SUPPORT INDEX
SEE PIPING SUPPORT INDEX
SEE PIPING SUPPORT INDEX
Pipe , ASME B36.10 , Beveled End , ASTM A53-B , Electric Resistance Welded (Ej =0.85), SCH/THK S-STD
Sockolet®, Reducing , MSS SP-97 , Class 3000 , Socket Welded End , ASTM A105N ,-
90 Degree Long Radius Elbow , ASME B16.9 , Beveled End , ASTM A234 Grade WPB ,Type W, SCH/THK S-STD
Weld Neck Flange , ASME B16.5 , Class 150 , Raised-face flanged end , ASTMA105N ,-, SCH/THK S-STD
SEE PIPING SUPPORT INDEX ERECTION MATERIALS
Nipple , ASME B36.10 , Plain End x Male Threaded End , ASTM A106-B , 4in Long ,Seamless, SCH/THK S-XS
Plug Hexagonal Head , ASME B16.11 , Male Threaded End , ASTM A105N
Flat Gasket, Non-Metallic, Solid , ASME B16.21 , Class 150 , Raised-face flangedend , Compressed non-asbestos sheet orfiber , 1.6 mm (0.063 in) Thick
Stud Bolt (IN-MM) - , ASTM A193 Grade B7 , Studs - 90 mm Length
Hexagonal Head Nut , ASME B18.2.2 Heavy Hex , ASTM A563 Grade A
Gate Valve, Flexible Wedge , API 600 , Class 150 , Raised-face flanged end ,Bolted Bonnet , Handwheel Operator ,ASTM A216-WCB , API Trim 8 , StandardClean (SC) acc. to 4WPI-SW70001
Ball Valve , Generic manufacturer , 600 psig , Female Threaded End , Two PieceFloating Ball , Lever Operator , Bronzepsig , Female Threaded End , Two PieceFloating Ball , Lever Operator , Bronzeor Brass Body , Bronze or Bronze Trim ,PTFE Packing , PTFE Seat , StandardClean (SC) acc. to 4WPI-SW70001
SEE PIPING SUPPORT INDEX
SEE PIPING SUPPORT INDEX
SEE PIPING SUPPORT INDEX
SEE PIPING SUPPORT INDEX
SEE PIPING SUPPORT INDEX
SEE PIPING SUPPORT INDEX
Pipe , ASME B36.10 , Plain End , ASTM A106-B , Seamless, SCH/THK S-STD
90 Degree Elbow , ASME B16.11 , Class 3000 , Socket Welded End , ASTM A105N ,-
Pipe , ASME B36.10 , Plain End , ASTM A106-B , Seamless, SCH/THK S-STD
90 Degree Elbow , ASME B16.11 , Class 3000 , Socket Welded End , ASTM A105N ,-
Pipe , ASME B36.19 , Beveled End , ASTM A312 Grade TP304/TP304L , Seamless,SCH/THK S-10S
Tee , ASME B16.9 , Beveled End , ASTM A403 Grade WP304/WP304L , Type S,SCH/THK S-10S
45 Degree Long Radius Elbow , ASME B16.9 , Beveled End , ASTM A403 GradeWP304/WP304L , Type S, SCH/THK S-10S
90 Degree Long Radius Elbow , ASME B16.9 , Beveled End , ASTM A403 Grade WP304/WP304L , Type S, SCH/THK S-10S
Weld Neck Flange , ASME B16.5 , Class 150 , Raised-face flanged end , ASTMA182 Grade F 304/F 304L ,-, SCH/THKS-10S
Spiral Wound Gasket , ASME B16.20, for ASME B16.5 Flanges , Class 150 , 304stainless steel (18 Cr-8 Ni) ,w/flexible graphite filler , w/304 SSinner ring and 304 SS outer ring , Lowstress , Oxygen Clean (AA) acc. to4WPI-SW70003
Stud Bolt (IN-MM) - , ASTM A193 Grade B8, Class 2 , Studs - 95 mm Length
Hexagonal Head Nut , ASME B18.2.2 Heavy Hex , ASTM A194 Grade 8
SEE PIPING SUPPORT INDEX
SEE PIPING SUPPORT INDEX
Pipe , ASME B36.19 , Beveled End , ASTM A312 Grade TP304/TP304L , Seamless,SCH/THK S-10S
Pipe , ASME B36.19 , Beveled End , ASTM A312 Grade TP304/TP304L , Seamless,SCH/THK S-10S
Eccentric Reducer , ASME B16.9 , Beveled End , ASTM A403 Grade WP304/WP304L , Type S, SCH/THK S-10S
90 Degree Long Radius Elbow , ASME B16.9 , Beveled End , ASTM A403 Grade WP304/WP304L , Type S, SCH/THK S-10S
Globe Valve , AP SPEC-ENG-MS009 , Class 300 , Beveled End , Extended Bolted Bonnet , Handwheel Operator , ASTM A351-CF8 , Bronze Topworks , Resilient Seat , Process Clean (B) acc. to 4WPI-SW70002 , Inside Screw with Rising Stem , Cryogenic Service, SCH/THK S-10S
SEE PIPING SUPPORT INDEX
SEE PIPING SUPPORT INDEX
SEE PIPING SUPPORT INDEX
SEE PIPING SUPPORT INDEX
SEE PIPING SUPPORT INDEX
Pipe , ASME B36.19 , Beveled End , ASTM A312 Grade TP304/TP304L , Seamless,SCH/THK S-10S
90 Degree Long Radius Elbow , ASME B16.9 WP304/WP304L , Type S, SCH/THK S-10S
Weld Neck Flange , ASME B16.5 , Class 150 , Raised-face flanged end , ASTM A182 Grade F 304/F 304L ,-, SCH/THK S-10S
SEE INSTRUMENT SUMMARY
Spiral Wound Gasket , ASME B16.20, for ASME B16.5 Flanges , Class 150 , 304stainless steel (18 Cr-8 Ni) ,w/flexible graphite filler , w/304 SSinner ring and 304 SS outer ring , Lowstress , Oxygen Clean (AA) acc. to4WPI-SW70003
Stud Bolt (IN-MM) - , ASTM A193 Grade B8, Class 2 , Studs - 95 mm Length
Hexagonal Head Nut , ASME B18.2.2 Heavy Hex , ASTM A194 Grade 8
SEE PIPING SUPPORT INDEX
SEE PIPING SUPPORT INDEX
Pipe , ASME B36.19 , Beveled End , ASTM A312 Grade TP304/TP304L , Seamless,SCH/THK S-10S
Tee , ASME B16.9 , Beveled End , ASTM A403 Grade WP304/WP304L , Type S, SCH/THK S-10S
90 Degree Long Radius Elbow , ASME B16.9 , Beveled End , ASTM A403 Grade WP304/WP304L , Type S, SCH/THK S-10S
Weld Neck Flange , ASME B16.5 , Class 150 , Raised-face flanged end , ASTM A182 Grade F 304/F 304L ,-, SCH/THK S-10S
Spiral Wound Gasket , ASME B16.20, for ASME B16.5 Flanges , Class 150 , 304stainless steel (18 Cr-8 Ni) ,w/flexible graphite filler , w/304 SSinner ring and 304 SS outer ring , Lowstress , Oxygen Clean (AA) acc. to4WPI-SW70003
Stud Bolt (IN-MM) - , ASTM A193 Grade B8, Class 2 , Studs - 95 mm Length
Hexagonal Head Nut , ASME B18.2.2 Heavy Hex , ASTM A194 Grade 8
Stud Bolt (IN-MM) - , ASTM A193 Grade B8, Class 2 , Studs - 155 mm Length
Pipe , ASME B36.19 , Beveled End , ASTM A312 Grade TP304/TP304L , Seamless,SCH/THK S-10S
Pipe , ASME B36.19 , Beveled End , ASTM A312 Grade TP304/TP304L , Seamless,SCH/THK S-10S
Eccentric Reducer , ASME B16.9 , Beveled End , ASTM A403 Grade WP304/WP304L , Type S, SCH/THK S-10S
Sockolet®, Reducing , MSS SP-97 , Class 3000 , Socket Welded End , ASTM A182 Grade F 304/F 304L
90 Degree Long Radius Elbow , ASME B16.9 , Beveled End , ASTM A403 Grade WP304/WP304L , Type S, SCH/THK S-10S
Weld Neck Flange , ASME B16.5 , Class 150 , Raised-face flanged end , ASTM A182 Grade F 304/F 304L ,-, SCH/THK S-10S
Concentric Swage , MSS SP-95 , Beveled End x Plain End , ASTM A403 Grade WP304/WP304L , Type S, SCH/THK S-10S
Nipple , ASME B36.19 , Plain End , ASTM A312 Grade TP304/TP304L , 4in Long , Seamless, SCH/THK S-80S
Plug Hexagonal Head , ASME B16.11 , Male Threaded End , ASTM A182 Grade F 304/F 304L
Socket Weld Flange , ASME B16.5 , Class 150 , Raised-face flanged end , ASTM A182 Grade F 304/F 304L
Spiral Wound Gasket , ASME B16.20, for ASME B16.5 Flanges , Class 150 , 304stainless steel (18 Cr-8 Ni) ,w/flexible graphite filler , w/304 SSinner ring and 304 SS outer ring , Lowstress , Oxygen Clean (AA) acc. to4WPI-SW70003
Spiral Wound Gasket , ASME B16.20, for ASME B16.5 Flanges , Class 150 , 304stainless steel (18 Cr-8 Ni) ,w/flexible graphite filler , w/304 SSinner ring and 304 SS outer ring , Lowstress , Oxygen Clean (AA) acc. to4WPI-SW70003
Stud Bolt (IN-MM) - , ASTM A193 Grade B8, Class 2 , Studs - 95 mm Length
Hexagonal Head Nut , ASME B18.2.2 Heavy Hex , ASTM A194 Grade 8
Stud Bolt (IN-MM) - , ASTM A193 Grade B8, Class 2 , Studs - 100 mm Length
Hexagonal Head Nut , ASME B18.2.2 Heavy Hex , ASTM A194 Grade 8
Globe Valve , AP SPEC-ENG-MS009 , Class 300 , Socket Welded End x Female Threaded End , Bolted Bonnet , Handwheel Operator , ASTM A351-CF8 , Bronze Topworks , Resilient Seat , Process Clean (B) acc. to 4WPI-SW70002 , Inside Screw with Rising Stem , Cryogenic Service
SEE INSTRUMENT SUMMARY
Pipe , ASME B36.19 , Beveled End , ASTM A312 Grade TP304/TP304L , Seamless,SCH/THK S-10S
Pipe , ASME B36.19 , Beveled End , ASTM A312 Grade TP304/TP304L , Seamless,SCH/THK S-10S
Reducing Tee , ASME B16.9 , Beveled End , ASTM A403 Grade WP304/WP304L , Type S, SCH/THK S-10S
90 Degree Long Radius Elbow , ASME B16.9 , Beveled End , ASTM A403 Grade WP304/WP304L , Type S, SCH/THK S-10S
SEE PIPING SUPPORT INDEX
SEE WELDED ATTACHMENT SUMMARY
SEE PIPING SUPPORT INDEX
SEE PIPING SUPPORT INDEX
SEE PIPING SUPPORT INDEX
SEE PIPING SUPPORT INDEX
Pipe , ASME B36.19 , Beveled End , ASTM A312 Grade TP304/TP304L , Seamless,SCH/THK S-10S
90 Degree Long Radius Elbow , ASME B16.9 , Beveled End , ASTM A403 Grade WP304/WP304L , Type S, SCH/THK S-10S
Weld Neck Flange , ASME B16.5 , Class 150 , Raised-face flanged end , ASTM A182 Grade F 304/F 304L ,-, SCH/THK S-10S
INSTRUMENTS
Spiral Wound Gasket , ASME B16.20, for ASME B16.5 Flanges , Class 150 , 304stainless steel (18 Cr-8 Ni) ,w/flexible graphite filler , w/304 SSinner ring and 304 SS outer ring , Lowstress , Oxygen Clean (AA) acc. to4WPI-SW70003
Pipe , ASME B36.19 , Beveled End , ASTM A312 Grade TP304/TP304L , Seamless,SCH/THK S-10S
Tee , ASME B16.9 , Beveled End , ASTM A403 Grade WP304/WP304L , Type S, SCH/THK S-10S
90 Degree Long Radius Elbow , ASME B16.9 , Beveled End , ASTM A403 Grade WP304/WP304L , Type S, SCH/THK S-10S
Weld Neck Flange , ASME B16.5 , Class 150 , Raised-face flanged end , ASTM A182 Grade F 304/F 304L ,-, SCH/THK S-10S
Spiral Wound Gasket , ASME B16.20, for ASME B16.5 Flanges , Class 150 , 304stainless steel (18 Cr-8 Ni) ,w/flexible graphite filler , w/304 SSinner ring and 304 SS outer ring , Lowstress , Oxygen Clean (AA) acc. to4WPI-SW70003
Stud Bolt (IN-MM) - , ASTM A193 Grade B8, Class 2 , Studs - 155 mm Length
Hexagonal Head Nut , ASME B18.2.2 Heavy Hex , ASTM A194 Grade 8
Pipe , ASME B36.19 , Beveled End , ASTM A312 Grade TP304/TP304L , Seamless,SCH/THK S-10S
Pipe , ASME B36.19 , Beveled End , ASTM A312 Grade TP304/TP304L , Seamless,SCH/THK S-10S
Eccentric Reducer , ASME B16.9 , Beveled End , ASTM A403 Grade WP304/WP304L , Type S, SCH/THK S-10S
Sockolet®, Reducing , MSS SP-97 , Class 3000 , Socket Welded End , ASTM A182 Grade F 304/F 304L
90 Degree Long Radius Elbow , ASME B16.9 , Beveled End , ASTM A403 Grade WP304/WP304L , Type S, SCH/THK S-10S
Weld Neck Flange , ASME B16.5 , Class 150 , Raised-face flanged end , ASTM A182 Grade F 304/F 304L ,-, SCH/THK S-10S
Concentric Swage , MSS SP-95 , Beveled End x Plain End , ASTM A403 Grade WP304/WP304L , Type S, SCH/THK S-10S
Nipple , ASME B36.19 , Plain End , ASTM A312 Grade TP304/TP304L , 4in Long , Seamless, SCH/THK S-80S
Plug Hexagonal Head , ASME B16.11 , Male Threaded End , ASTM A182 Grade F 304/F 304L
Socket Weld Flange , ASME B16.5 , Class 150 , Raised-face flanged end , ASTM A182 Grade F 304/F 304L
Spiral Wound Gasket , ASME B16.20, for ASME B16.5 Flanges , Class 150 , 304stainless steel (18 Cr-8 Ni) ,w/flexible graphite filler , w/304 SSinner ring and 304 SS outer ring , Lowstress , Oxygen Clean (AA) acc. to4WPI-SW70003
Spiral Wound Gasket , ASME B16.20, for ASME B16.5 Flanges , Class 150 , 304stainless steel (18 Cr-8 Ni) ,w/flexible graphite filler , w/304 SSinner ring and 304 SS outer ring , Lowstress , Oxygen Clean (AA) acc. to4WPI-SW70003
Stud Bolt (IN-MM) - , ASTM A193 Grade B8, Class 2 , Studs - 95 mm Length
Hexagonal Head Nut , ASME B18.2.2 Heavy Hex , ASTM A194 Grade 8
Stud Bolt (IN-MM) - , ASTM A193 Grade B8, Class 2 , Studs - 100 mm Length
Hexagonal Head Nut , ASME B18.2.2 Heavy Hex , ASTM A194 Grade 8
Globe Valve , AP SPEC-ENG-MS009 , Class 300 , Socket Welded End x Female Threaded End , Bolted Bonnet , Handwheel Operator , ASTM A351-CF8 , Bronze Topworks , Resilient Seat , Process Clean (B) acc. to 4WPI-SW70002 , Inside Screw with Rising Stem , Cryogenic Service
SEE INSTRUMENT SUMMARY
Pipe , ASME B36.19 , Beveled End , ASTM A312 Grade TP304/TP304L , Seamless,SCH/THK S-10S
Pipe , ASME B36.19 , Beveled End , ASTM A312 Grade TP304/TP304L , Seamless,SCH/THK S-10S
Reducing Tee , ASME B16.9 , Beveled End , ASTM A403 Grade WP304/WP304L , Type S, SCH/THK S-10S
90 Degree Long Radius Elbow , ASME B16.9 , Beveled End , ASTM A403 Grade WP304/WP304L , Type S, SCH/THK S-10S
SEE WELDED ATTACHMENT SUMMARY
SEE PIPING SUPPORT INDEX
SEE PIPING SUPPORT INDEX
SEE PIPING SUPPORT INDEX
SEE PIPING SUPPORT INDEX
SEE PIPING SUPPORT INDEX
Pipe , ASME B36.19 , Beveled End , ASTM A312 Grade TP304/TP304L , Seamless,SCH/THK S-10S
90 Degree Long Radius Elbow , ASME B16.9 , Beveled End , ASTM A403 Grade WP304/WP304L , Type S, SCH/THK S-10S
Weld Neck Flange , ASME B16.5 , Class 150 , Raised-face flanged end , ASTM A182 Grade F 304/F 304L ,-, SCH/THK S-10S
INSTRUMENTS
Spiral Wound Gasket , ASME B16.20, for ASME B16.5 Flanges , Class 150 , 304stainless steel (18 Cr-8 Ni) ,w/flexible graphite filler , w/304 SSinner ring and 304 SS outer ring , Lowstress , Oxygen Clean (AA) acc. to4WPI-SW70003
Pipe , ASME B36.19 , Beveled End , ASTM A312 Grade TP304/TP304L , Seamless,SCH/THK S-10S
90 Degree Long Radius Elbow , ASME B16.9 , Beveled End , ASTM A403 Grade WP304/WP304L , Type S, SCH/THK S-10S
Gate Valve, Flexible Wedge , AP SPEC-ENG-MS009 , Class 150 , Beveled End , Extended Bolted Bonnet , Handwheel Operator , ASTM A351-CF3M , Resilient Seat , Process Clean (B) acc. to 4WPI-SW70002 , Cryogenic Service, SCH/THK S-10S
SEE PIPING SUPPORT INDEX
SEE PIPING SUPPORT INDEX
Pipe , ASME B36.19 , Plain End , ASTM A312 Grade TP304/TP304L , Seamless,SCH/THK S-10S
Concentric Swage , MSS SP-95 , Beveled End x Plain End , ASTM A403 Grade WP304/WP304L , Type S, SCH/THK S-10S
Tee , ASME B16.11 , Class 3000 , Socket Welded End , ASTM A182 Grade F 304/F 304L
Coupling / Connector , ASME B16.11 , Class 3000 , Socket Welded End , ASTM A182 Grade F 304/F 304L
90 Degree Elbow , ASME B16.11 , Class 3000 , Socket Welded End , ASTM A182 Grade F 304/F 304L
Nipple , ASME B36.19 , Plain End x Male Threaded End , ASTM A312 Grade TP304/TP304L , 4in Long , Seamless, SCH/THK S-80S
Cap , ASME B16.11 , Class 3000 , Female Threaded End , ASTM A182 Grade F 304/F 304L
Socket Weld Flange , ASME B16.5 , Class 150 , Raised-face flanged end , ASTM A182 Grade F 304/F 304L
Spiral Wound Gasket , ASME B16.20, for ASME B16.5 Flanges , Class 150 , 304stainless steel (18 Cr-8 Ni) ,w/flexible graphite filler , w/304 SSinner ring and 304 SS outer ring , Lowstress , Oxygen Clean (AA) acc. to4WPI-SW70003
Stud Bolt (IN-MM) - , ASTM A193 Grade B8, Class 2 , Studs - 75 mm Length
Hexagonal Head Nut , ASME B18.2.2 Heavy Hex , ASTM A194 Grade 8
SEE INSTRUMENT SUMMARY
SEE PIPING SUPPORT INDEX
SEE PIPING SUPPORT INDEX
SEE PIPING SUPPORT INDEX
SEE PIPING SUPPORT INDEX
SEE PIPING SUPPORT INDEX
Pipe , ASME B36.10 , Beveled End , ASTM A106-B , Seamless, SCH/THK S-STD
90 Degree Long Radius Elbow , ASME B16.9 , Beveled End , ASTM A234 Grade WPB , Type S, SCH/THK S-STD
SEE PIPING SUPPORT INDEX
SEE PIPING SUPPORT INDEX
SEE PIPING SUPPORT INDEX
SEE PIPING SUPPORT INDEX
Pipe , ASME B36.10 , Beveled End , ASTM A106-B , Seamless, SCH/THK S-STD
Sockolet®, Reducing , MSS SP-97 , Class 3000 , Socket Welded End , ASTM A105N , -
90 Degree Long Radius Elbow , ASME B16.9 , Beveled End , ASTM A234 Grade WPB , Type S, SCH/THK S-STD
Weld Neck Flange , ASME B16.5 , Class 150 , Raised-face flanged end , ASTM A105N ,-, SCH/THK S-STD
Nipple , ASME B36.10 , Plain End , ASTM A106-B , 3in Long , Seamless, SCH/THK S-XS
Plug Hexagonal Head , ASME B16.11 , Male Threaded End , ASTM A105N
Spiral Wound Gasket , ASME B16.20, for ASME B16.5 Flanges , Class 150 , 304stainless steel (18 Cr-8 Ni) ,w/flexible graphite filler , w/304 SSinner ring and CS outer ring , Lowstress
Stud Bolt (IN-MM) - , ASTM A193 Grade B7 , Studs - 180 mm Length
Hexagonal Head Nut , ASME B18.2.2 Heavy Hex , ASTM A194 Grade 2H
Gate Valve, Flexible Wedge , API 600 , Class 150 , Beveled End , Bolted Bonnet , Handwheel Operator , ASTM A216-WCB , API Trim 8 , Standard Clean (SC) acc. to 4WPI-SW70001, SCH/THK S-STD
Gate Valve, Flexible Wedge , API 600 , Class 150 , Beveled End , Bolted Bonnet , Handwheel Operator , ASTM A216-WCB , API Trim 8 , Standard Clean (SC) acc. to 4WPI-SW70001, SCH/THK S-STD
Dual Plate Check Valve , API 594 , Class 150 , Raised-face thru-bolted end without bolt holes , Wafer , ASTM A216-WCB , API Trim 8 , Standard Clean (SC) acc. to 4WPI-SW70001
Globe Valve , API STD 602 , Class 800 , Socket Welded End x Female Threaded End , Bolted Bonnet , Handwheel Operator , ASTM A105N , API Trim 8 , Standard Clean (SC) acc. to 4WPI-SW70001
SEE PIPING SUPPORT INDEX
SEE PIPING SUPPORT INDEX
Pipe , ASME B36.10 , Beveled End , ASTM A106-B , Seamless, SCH/THK S-STD
Sockolet®, Reducing , MSS SP-97 , Class 3000 , Socket Welded End , ASTM A105N , -
Sockolet®, Reducing , MSS SP-97 , Class 3000 , Socket Welded End , ASTM A105N , -
Weld Neck Flange , ASME B16.5 , Class 150 , Raised-face flanged end , ASTM A105N ,-, SCH/THK S-STD
Pipe , ASME B36.10 , Plain End , ASTM A106-B , Seamless, SCH/THK S-STD
Tee , ASME B16.11 , Class 3000 , Socket Welded End , ASTM A105N , -
Concentric Swage , MSS SP-95 , Plain End , ASTM A234 Grade WPB , Type S, SCH/THK S-STD
90 Degree Elbow , ASME B16.11 , Class 3000 , Socket Welded End , ASTM A105N , -
Coupling / Connector , ASME B16.11 , Class 3000 , Socket Welded End , ASTM A105N , -
Coupling / Connector , ASME B16.11 , Class 3000 , Socket Welded End , ASTM A105N , -
Nipple , ASME B36.10 , Plain End , ASTM A106-B , 3in Long , Seamless, SCH/THK S-XS
Spiral Wound Gasket , ASME B16.20, for ASME B16.5 Flanges , Class 150 , 304stainless steel (18 Cr-8 Ni) ,w/flexible graphite filler , w/304 SSinner ring and CS outer ring , Lowstress
Gate Valve, Solid Wedge , API 602 , Class 800 , Socket Weld End , Bolted Bonnet , Handwheel Operator , ASTM A105N , API Trim 8 , Standard Clean (SC) acc. to 4WPI-SW70001
Gate Valve, Solid Wedge , API 602 , Class 800 , Socket Welded End x Female Threaded End , Bolted Bonnet , Handwheel Operator , ASTM A105N , API Trim 8 , Standard Clean (SC) acc. to 4WPI-SW70001
SEE INSTRUMENT SUMMARY
SEE PIPING SUPPORT INDEX
SEE PIPING SUPPORT INDEX
SEE PIPING SUPPORT INDEX
SEE PIPING SUPPORT INDEX
SEE PIPING SUPPORT INDEX
Pipe , ASME B36.10 , Plain End , ASTM A106-B , Seamless, SCH/THK S-STD
Pipe , ASME B36.10 , Plain End , ASTM A106-B , Seamless, SCH/THK S-STD
Concentric Swage , MSS SP-95 , Plain End , ASTM A234 Grade WPB , Type S, SCH/THK S-STD
Reducing Tee , ASME B16.11 , Class 3000 , Socket Welded End , ASTM A105N , -
Reducing Tee , ASME B16.11 , Class 3000 , Socket Welded End , ASTM A105N , -
Nipple , ASME B36.10 , Plain End , ASTM A106-B , 3in Long , Seamless, SCH/THK S-XS
Plug Hexagonal Head , ASME B16.11 , Male Threaded End , ASTM A105N
Socket Weld Flange , ASME B16.5 , Class 150 , Raised-face flanged end , ASTM A105N ,-
Spiral Wound Gasket , ASME B16.20, for ASME B16.5 Flanges , Class 150 , 304stainless steel (18 Cr-8 Ni) ,w/flexible graphite filler , w/304 SSinner ring and CS outer ring , Lowstress
Flat Gasket, Non-Metallic, Solid , ASME B16.21 , Class 150 , Raised-face flangedend , Compressed non-asbestos sheet orfiber , 1.6 mm (0.063 in) Thick
Stud Bolt (IN-MM) - , ASTM A193 Grade B7 , Studs - 75 mm Length
Hexagonal Head Nut , ASME B18.2.2 Heavy Hex , ASTM A194 Grade 2H
Stud Bolt (IN-MM) - , ASTM A193 Grade B7 , Studs - 100 mm Length
Swing Check Valve , API STD 602 , Class 800 , Socket Weld End , Bolted Cover , ASTM A105N , API Trim 8 , Standard Clean (SC) acc. to 4WPI-SW70001
Gate Valve, Solid Wedge , API 602 , Class 800 , Socket Weld End , Bolted Bonnet , Handwheel Operator , ASTM A105N , API Trim 8 , Standard Clean (SC) acc. to 4WPI-SW70001
Globe Valve , API STD 602 , Class 800 , Socket Welded End x Female Threaded End , Bolted Bonnet , Handwheel Operator , ASTM A105N , API Trim 8 , Standard Clean (SC) acc. to 4WPI-SW70001
Gate Valve, Solid Wedge , API 602 , Class 800 , Socket Welded End x Female Threaded End , Bolted Bonnet , Handwheel Operator , ASTM A105N , API Trim 8 , Standard Clean (SC) acc. to 4WPI-SW70001
SEE INSTRUMENT SUMMARY
SEE INSTRUMENT SUMMARY
SEE INSTRUMENT SUMMARY
SEE PIPING SUPPORT INDEX
SEE PIPING SUPPORT INDEX
Pipe , ASME B36.10 , Beveled End , ASTM A106-B , Seamless, SCH/THK S-STD
Eccentric Reducer , ASME B16.9 , Beveled End , ASTM A234 Grade WPB , Type S, SCH/THK S-STD
90 Degree Long Radius Elbow , ASME B16.9 , Beveled End , ASTM A234 Grade WPB , Type S, SCH/THK S-STD
Weld Neck Flange , ASME B16.5 , Class 150 , Raised-face flanged end , ASTM A105N ,-, SCH/THK S-STD
Flat Gasket, Non-Metallic, Solid , ASME B16.21 , Class 150 , Raised-face flangedend , Compressed non-asbestos sheet orfiber , 1.6 mm (0.063 in) Thick
Stud Bolt (IN-MM) - , ASTM A193 Grade B7 , Studs - 90 mm Length
Hexagonal Head Nut , ASME B18.2.2 Heavy Hex , ASTM A194 Grade 2H
SEE PIPING SUPPORT INDEX
SEE PIPING SUPPORT INDEX
SEE PIPING SUPPORT INDEX
SEE PIPING SUPPORT INDEX
SEE PIPING SUPPORT INDEX
SEE PIPING SUPPORT INDEX
Pipe , ASME B36.10 , Plain End , ASTM A106-B , Seamless, SCH/THK S-STD
Tee , ASME B16.11 , Class 3000 , Socket Welded End , ASTM A105N , -
Reducing Tee , ASME B16.11 , Class 3000 , Socket Welded End , ASTM A105N , -
90 Degree Elbow , ASME B16.11 , Class 3000 , Socket Welded End , ASTM A105N ,
Nipple , ASME B36.10 , Plain End , ASTM A106-B , 3in Long , Seamless, SCH/THK S-XS
Gate Valve, Solid Wedge , API 602 , Class 800 , Socket Welded End x Female Threaded End , Bolted Bonnet , Handwheel Operator , ASTM A105N , API Trim 8 , Standard Clean (SC) acc. to 4WPI-SW70001
SEE INSTRUMENT SUMMARY
SEE PIPING SUPPORT INDEX
SEE PIPING SUPPORT INDEX
Pipe , ASME B36.10 , Plain End , ASTM A106-B , Seamless, SCH/THK S-STD
Pipe , ASME B36.10 , Plain End , ASTM A106-B , Seamless, SCH/THK S-STD
Reducing Tee , ASME B16.11 , Class 3000 , Socket Welded End , ASTM A105N , -
Concentric Swage , MSS SP-95 , Plain End , ASTM A234 Grade WPB , Type S, SCH/THK S-STD
Reducing Tee , ASME B16.11 , Class 3000 , Socket Welded End , ASTM A105N , -
Nipple , ASME B36.10 , Plain End , ASTM A106-B , 3in Long , Seamless, SCH/THK S-XS
Plug Hexagonal Head , ASME B16.11 , Male Threaded End , ASTM A105N
Socket Weld Flange , ASME B16.5 , Class 150 , Raised-face flanged end , ASTM A105N ,-
Flat Gasket, Non-Metallic, Solid , ASME B16.21 , Class 150 , Raised-face flangedend , Compressed non-asbestos sheet orfiber , 1.6 mm (0.063 in) Thick
Spiral Wound Gasket , ASME B16.20, for ASME B16.5 Flanges , Class 150 , 304stainless steel (18 Cr-8 Ni) ,w/flexible graphite filler , w/304 SSinner ring and CS outer ring , Lowstress
Stud Bolt (IN-MM) - , ASTM A193 Grade B7 , Studs - 100 mm Length
Hexagonal Head Nut , ASME B18.2.2 Heavy Hex , ASTM A194 Grade 2H
Stud Bolt (IN-MM) - , ASTM A193 Grade B7 , Studs - 75 mm Length
Gate Valve, Solid Wedge , API 602 , Class 800 , Socket Weld End , Bolted Bonnet , Handwheel Operator , ASTM A105N , API Trim 8 , Standard Clean (SC) acc. to 4WPI-SW70001
Swing Check Valve , API STD 602 , Class 800 , Socket Weld End , Bolted Cover , ASTM A105N , API Trim 8 , Standard Clean (SC) acc. to 4WPI-SW70001
Gate Valve, Solid Wedge , API 602 , Class 800 , Socket Welded End x Female Threaded End , Bolted Bonnet , Handwheel Operator , ASTM A105N , API Trim 8 , Standard Clean (SC) acc. to 4WPI-SW70001
Globe Valve , API STD 602 , Class 800 , Socket Welded End x Female Threaded End , Bolted Bonnet , Handwheel Operator , ASTM A105N , API Trim 8 , Standard Clean (SC) acc. to 4WPI-SW70001
SEE INSTRUMENT SUMMARY
SEE INSTRUMENT SUMMARY
SEE INSTRUMENT SUMMARY
SEE PIPING SUPPORT INDEX
SEE PIPING SUPPORT INDEX
Pipe , ASME B36.10 , Beveled End , ASTM A106-B , Seamless, SCH/THK S-STD
Eccentric Reducer , ASME B16.9 , Beveled End , ASTM A234 Grade WPB , Type S, SCH/THK S-STD
90 Degree Long Radius Elbow , ASME B16.9 , Beveled End , ASTM A234 Grade WPB , Type S, SCH/THK S-STD
Weld Neck Flange , ASME B16.5 , Class 150 , Raised-face flanged end , ASTM A105N ,-, SCH/THK S-STD
Flat Gasket, Non-Metallic, Solid , ASME B16.21 , Class 150 , Raised-face flangedend , Compressed non-asbestos sheet orfiber , 1.6 mm (0.063 in) Thick
Stud Bolt (IN-MM) - , ASTM A193 Grade B7 , Studs - 90 mm Length
Hexagonal Head Nut , ASME B18.2.2 Heavy Hex , ASTM A194 Grade 2H
SEE PIPING SUPPORT INDEX
SEE PIPING SUPPORT INDEX
SEE PIPING SUPPORT INDEX
SEE PIPING SUPPORT INDEX
SEE PIPING SUPPORT INDEX
Pipe , ASME B36.10 , Plain End , ASTM A106-B , Seamless, SCH/THK S-STD
Concentric Swage , MSS SP-95 , Plain End , ASTM A234 Grade WPB , Type S, SCH/THK S-STD
Coupling / Connector , ASME B16.11 , Class 3000 , Socket Welded End , ASTM A105N , -
90 Degree Elbow , ASME B16.11 , Class 3000 , Socket Welded End , ASTM A105N , -
Coupling / Connector , ASME B16.11 , Class 3000 , Socket Welded End , ASTM A105N , -
Gate Valve, Solid Wedge , API 602 , Class 800 , Socket Weld End , Bolted Bonnet , Handwheel Operator , ASTM A105N , API Trim 8 , Standard Clean (SC) acc. to 4WPI-SW70001
SEE PIPING SUPPORT INDEX
SEE PIPING SUPPORT INDEX
Pipe , ASME B36.10 , Plain End , ASTM A106-B , Seamless, SCH/THK S-STD
90 Degree Elbow , ASME B16.11 , Class 3000 , Socket Welded End , ASTM A105N , -
SEE PIPING SUPPORT INDEX
SEE PIPING SUPPORT INDEX
SEE PIPING SUPPORT INDEX
SEE PIPING SUPPORT INDEX
Pipe , ASME B36.10 , Plain End , ASTM A106-B , Seamless, SCH/THK S-STD
Pipe , ASME B36.10 , Plain End , ASTM A106-B , Seamless, SCH/THK S-STD
Reducing Tee , ASME B16.11 , Class 3000 , Socket Welded End , ASTM A105N , -
Coupling / Connector , ASME B16.11 , Class 3000 , Socket Welded End , ASTM A105N , -
Nipple , ASME B36.10 , Plain End , ASTM A106-B , 3in Long , Seamless, SCH/THK S-XS
Socket Weld Flange , ASME B16.5 , Class 150 , Raised-face flanged end , ASTM A105N ,-
Blind Flange , ASME B16.5 , Class 150 , Raised-face flanged end , ASTM A105N ,-
Flat Gasket, Non-Metallic, Solid , ASME B16.21 , Class 150 , Raised-face flangedend , Compressed non-asbestos sheet orfiber , 1.6 mm (0.063 in) Thick
Stud Bolt (IN-MM) - , ASTM A193 Grade B7 , Studs - 70 mm Length
Hexagonal Head Nut , ASME B18.2.2 Heavy Hex , ASTM A194 Grade 2H
Gate Valve, Solid Wedge , API 602 , Class 800 , Socket Weld End , Bolted Bonnet , Handwheel Operator , ASTM A105N , API Trim 8 , Standard Clean (SC) acc. to 4WPI-SW70001
SEE PIPING SUPPORT INDEX
SEE PIPING SUPPORT INDEX
SEE PIPING SUPPORT INDEX
SEE PIPING SUPPORT INDEX
SEE PIPING SUPPORT INDEX
SEE PIPING SUPPORT INDEX
SEE PIPING SUPPORT INDEX
SEE PIPING SUPPORT INDEX
Pipe , ASME B36.10 , Plain End , ASTM A106-B , Seamless, SCH/THK S-STD
Tee , ASME B16.11 , Class 3000 , Socket Welded End , ASTM A105N , -
SEE PIPING SUPPORT INDEX
Pipe , ASME B36.10 , Plain End , ASTM A106-B , Seamless, SCH/THK S-STD
Pipe , ASME B36.10 , Plain End , ASTM A106-B , Seamless, SCH/THK S-STD
Reducing Tee , ASME B16.11 , Class 3000 , Socket Welded End , ASTM A105N , -
90 Degree Elbow , ASME B16.11 , Class 3000 , Socket Welded End , ASTM A105N , -
Nipple , ASME B36.10 , Plain End , ASTM A106-B , 3in Long , Seamless, SCH/THK S-XS
Socket Weld Flange , ASME B16.5 , Class 150 , Raised-face flanged end , ASTM A105N ,-
Blind Flange , ASME B16.5 , Class 150 , Raised-face flanged end , ASTM A105N ,-
Flat Gasket, Non-Metallic, Solid , ASME B16.21 , Class 150 , Raised-face flangedend , Compressed non-asbestos sheet orfiber , 1.6 mm (0.063 in) Thick
Stud Bolt (IN-MM) - , ASTM A193 Grade B7 , Studs - 70 mm Length
Hexagonal Head Nut , ASME B18.2.2 Heavy Hex , ASTM A194 Grade 2H
Gate Valve, Solid Wedge , API 602 , Class 800 , Socket Weld End , Bolted Bonnet , Handwheel Operator , ASTM A105N , API Trim 8 , Standard Clean (SC) acc. to 4WPI-SW70001
SEE PIPING SUPPORT INDEX
SEE PIPING SUPPORT INDEX
SEE PIPING SUPPORT INDEX
SEE PIPING SUPPORT INDEX
SEE PIPING SUPPORT INDEX
SEE PIPING SUPPORT INDEX
SEE PIPING SUPPORT INDEX
SEE PIPING SUPPORT INDEX
SEE PIPING SUPPORT INDEX
Pipe , ASME B36.10 , Plain End , ASTM A106-B , Seamless, SCH/THK S-STD
Pipe , ASME B36.10 , Plain End , ASTM A106-B , Seamless, SCH/THK S-STD
Reducing Tee , ASME B16.11 , Class 3000 , Socket Welded End , ASTM A105N , -
Concentric Swage , MSS SP-95 , Plain End , ASTM A234 Grade WPB , Type S, SCH/THK S-STD
90 Degree Elbow , ASME B16.11 , Class 3000 , Socket Welded End , ASTM A105N , -
90 Degree Elbow , ASME B16.11 , Class 3000 , Socket Welded End , ASTM A105N , -
Globe Valve , API STD 602 , Class 800 , Socket Welded End x Female Threaded End , Bolted Bonnet , Handwheel Operator , ASTM A105N , API Trim 8 , Standard Clean (SC) acc. to 4WPI-SW70001
Globe Valve , API STD 602 , Class 800 , Socket Welded End x Female Threaded End , Bolted Bonnet , Handwheel Operator , ASTM A105N , API Trim 8 , Standard Clean (SC) acc. to 4WPI-SW70001
SEE PIPING SUPPORT INDEX
SEE PIPING SUPPORT INDEX
SEE PIPING SUPPORT INDEX
SEE PIPING SUPPORT INDEX
SEE PIPING SUPPORT INDEX
SEE PIPING SUPPORT INDEX
Pipe , ASME B36.10 , Plain End , ASTM A106-B , Seamless, SCH/THK S-STD
Pipe , ASME B36.10 , Plain End , ASTM A106-B , Seamless, SCH/THK S-STD
Tee , ASME B16.11 , Class 3000 , Socket Welded End , ASTM A105N , -
Reducing Tee , ASME B16.11 , Class 3000 , Socket Welded End , ASTM A105N , -
90 Degree Elbow , ASME B16.11 , Class 3000 , Socket Welded End , ASTM A105N , -
Plug Hexagonal Head , ASME B16.11 , Male Threaded End , ASTM A105N
Socket Weld Flange , ASME B16.5 , Class 150 , Raised-face flanged end , ASTM A105N ,-
Blind Flange , ASME B16.5 , Class 150 , Raised-face flanged end , ASTM A105N ,-
Flat Gasket, Non-Metallic, Solid , ASME B16.21 , Class 150 , Raised-face flangedend , Compressed non-asbestos sheet orfiber , 1.6 mm (0.063 in) Thick
Stud Bolt (IN-MM) - , ASTM A193 Grade B7 , Studs - 80 mm Length
Hexagonal Head Nut , ASME B18.2.2 Heavy Hex , ASTM A194 Grade 2H
Globe Valve , API STD 602 , Class 800 , Socket Weld End , Bolted Bonnet , Handwheel Operator , ASTM A105N , API Trim 8 , Standard Clean (SC) acc. to 4WPI-SW70001
Globe Valve , API STD 602 , Class 800 , Socket Welded End x Female Threaded End , Bolted Bonnet , Handwheel Operator , ASTM A105N , API Trim 8 , Standard Clean (SC) acc. to 4WPI-SW70001
SEE PIPING SUPPORT INDEX
SEE PIPING SUPPORT INDEX
SEE PIPING SUPPORT INDEX
SEE PIPING SUPPORT INDEX
SEE PIPING SUPPORT INDEX
SEE PIPING SUPPORT INDEX
Pipe , ASME B36.10 , Plain End , ASTM A106-B , Seamless, SCH/THK S-STD
Tee , ASME B16.11 , Class 3000 , Socket Welded End , ASTM A105N , -
90 Degree Elbow , ASME B16.11 , Class 3000 , Socket Welded End , ASTM A105N , -
Coupling / Connector , ASME B16.11 , Class 3000 , Socket Welded End , ASTM A105N , -
SEE PIPING SUPPORT INDEX
SEE PIPING SUPPORT INDEX
SEE PIPING SUPPORT INDEX
SEE PIPING SUPPORT INDEX
SEE PIPING SUPPORT INDEX
SEE PIPING SUPPORT INDEX
SEE PIPING SUPPORT INDEX
SEE PIPING SUPPORT INDEX
SEE PIPING SUPPORT INDEX
Pipe , ASME B36.10 , Plain End , ASTM A106-B , Seamless, SCH/THK S-STD
Coupling / Connector , ASME B16.11 , Class 3000 , Socket Welded End , ASTM A105N , -
90 Degree Elbow , ASME B16.11 , Class 3000 , Socket Welded End , ASTM A105N , -
SEE PIPING SUPPORT INDEX
SEE PIPING SUPPORT INDEX
SEE PIPING SUPPORT INDEX
Pipe , ASME B36.10 , Plain End , ASTM A106-B , Seamless, SCH/THK S-STD
Reducing Tee , ASME B16.11 , Class 3000 , Socket Welded End , ASTM A105N , -
SEE PIPING SUPPORT INDEX
SEE PIPING SUPPORT INDEX
SEE PIPING SUPPORT INDEX
Pipe , ASME B36.10 , Plain End , ASTM A106-B , Seamless, SCH/THK S-STD
Concentric Swage , MSS SP-95 , Plain End , ASTM A234 Grade WPB , Type S, SCH/THK S-STD
90 Degree Elbow , ASME B16.11 , Class 3000 , Socket Welded End , ASTM A105N , -
SEE PIPING SUPPORT INDEX
SEE PIPING SUPPORT INDEX
Pipe , ASME B36.10 , Plain End , ASTM A106-B , Seamless, SCH/THK S-STD
Pipe , ASME B36.10 , Plain End , ASTM A106-B , Seamless, SCH/THK S-STD
Reducing Tee , ASME B16.11 , Class 3000 , Socket Welded End , ASTM A105N , -
Concentric Swage , MSS SP-95 , Plain End , ASTM A234 Grade WPB , Type S, SCH/THK S-STD
90 Degree Elbow , ASME B16.11 , Class 3000 , Socket Welded End , ASTM A105N , -
Coupling / Connector , ASME B16.11 , Class 3000 , Socket Welded End , ASTM A105N , -
90 Degree Elbow , ASME B16.11 , Class 3000 , Socket Welded End , ASTM A105N , -
Socket Weld Flange , ASME B16.5 , Class 150 , Raised-face flanged end , ASTM A105N ,-
Blind Flange , ASME B16.5 , Class 150 , Raised-face flanged end , ASTM A105N ,-
Spiral Wound Gasket , ASME B16.20, for ASME B16.5 Flanges , Class 150 , 304stainless steel (18 Cr-8 Ni) ,w/flexible graphite filler , w/304 SSinner ring and CS outer ring , Lowstress
Stud Bolt (IN-MM) - , ASTM A193 Grade B7 , Studs - 75 mm Length
Hexagonal Head Nut , ASME B18.2.2 Heavy Hex , ASTM A194 Grade 2H
Globe Valve , API STD 602 , Class 800 , Socket Welded End x Female Threaded End , Bolted Bonnet , Handwheel Operator , ASTM A105N , API Trim 8 , Standard Clean (SC) acc. to 4WPI-SW70001
Gate Valve, Solid Wedge , API 602 , Class 800 , Socket Weld End , Bolted Bonnet , Handwheel Operator , ASTM A105N , API Trim 8 , Standard Clean (SC) acc. to 4WPI-SW70001
SEE PIPING SUPPORT INDEX
SEE PIPING SUPPORT INDEX
SEE PIPING SUPPORT INDEX
SEE PIPING SUPPORT INDEX
SEE PIPING SUPPORT INDEX
SEE PIPING SUPPORT INDEX
SEE PIPING SUPPORT INDEX
SEE PIPING SUPPORT INDEX
Pipe , ASME B36.10 , Beveled End , ASTM A106-B , Seamless, SCH/THK S-STD
Pipe , ASME B36.10 , Beveled End , ASTM A106-B , Seamless, SCH/THK S-STD
Pipe , ASME B36.10 , Beveled End , ASTM A106-B , Seamless, SCH/THK S-STD
Eccentric Reducer , ASME B16.9 , Beveled End , ASTM A234 Grade WPB , Type S, SCH/THK S-STD
90 Degree Long Radius Elbow , ASME B16.9 , Beveled End , ASTM A234 Grade WPB , Type S, SCH/THK S-STD
Tee , ASME B16.9 , Beveled End , ASTM A234 Grade WPB , Type S, SCH/THK S-STD
Concentric Reducer , ASME B16.9 ,Beveled End , ASTM A234 Grade WPB , TypeS, SCH/THK S-STD
Sockolet®, Reducing , MSS SP-97 , Class 3000 , Socket Welded End , ASTM A105N , -
Sockolet®, Reducing , MSS SP-97 , Class 3000 , Socket Welded End , ASTM A105N , -
Weld Neck Flange , ASME B16.5 , Class 150 , Raised-face flanged end , ASTM A105N ,-, SCH/THK S-STD
Weld Neck Flange , ASME B16.5 , Class 150 , Raised-face flanged end , ASTM A105N ,-, SCH/THK S-STD
SEE INSTRUMENT SUMMARY
Pipe , ASME B36.10 , Plain End , ASTM A106-B , Seamless, SCH/THK S-STD
Reducing Tee , ASME B16.11 , Class 3000 , Socket Welded End , ASTM A105N , -
Nipple , ASME B36.10 , Plain End , ASTM A106-B , 4in Long , Seamless, SCH/THK S-XS
Plug Hexagonal Head , ASME B16.11 , Male Threaded End , ASTM A105N
Nipple , ASME B36.10 , Plain End , ASTM A106-B , 3in Long , Seamless, SCH/THK S-XS
Socket Weld Flange , ASME B16.5 , Class 150 , Raised-face flanged end , ASTM A105N ,-
Spiral Wound Gasket , ASME B16.20, for ASME B16.5 Flanges , Class 150 , 304stainless steel (18 Cr-8 Ni) ,w/flexible graphite filler , w/304 SSinner ring and CS outer ring , Lowstress
Spiral Wound Gasket , ASME B16.20, for ASME B16.5 Flanges , Class 150 , 304stainless steel (18 Cr-8 Ni) ,w/flexible graphite filler , w/304 SSinner ring and CS outer ring , Lowstress
Spiral Wound Gasket , ASME B16.20, for ASME B16.5 Flanges , Class 150 , 304stainless steel (18 Cr-8 Ni) ,w/flexible graphite filler , w/304 SSinner ring and CS outer ring , Lowstress
Stud Bolt (IN-MM) - , ASTM A193 Grade B7 , Studs - 95 mm Length
Hexagonal Head Nut , ASME B18.2.2 Heavy Hex , ASTM A194 Grade 2H
Stud Bolt (IN-MM) - , ASTM A193 Grade B7 , Studs - 105 mm Length
Stud Bolt (IN-MM) - , ASTM A193 Grade B7 , Studs - 180 mm Length
Stud Bolt (IN-MM) - , ASTM A193 Grade B7 , Studs - 110 mm Length
Gate Valve, Flexible Wedge , API 600 , Class 150 , Beveled End , Bolted Bonnet , Handwheel Operator , ASTM A216-WCB , API Trim 8 , Standard Clean (SC) acc. to 4WPI-SW70001, SCH/THK S-STD
Hexagonal Head Nut , ASME B18.2.2 Heavy Hex , ASTM A194 Grade 2H
Dual Plate Check Valve , API 594 , Class 150 , Raised-face thru-bolted end without bolt holes , Wafer , ASTM A216-WCB , API Trim 8 , Standard Clean (SC) acc. to 4WPI-SW70001
Globe Valve , API STD 602 , Class 800 , Socket Welded End x Female Threaded End , Bolted Bonnet , Handwheel Operator , ASTM A105N , API Trim 8 , Standard Clean (SC) acc. to 4WPI-SW70001
Gate Valve, Solid Wedge , API 602 , Class 800 , Socket Welded End x Female Threaded End , Bolted Bonnet , Handwheel Operator , ASTM A105N , API Trim 8 , Standard Clean (SC) acc. to 4WPI-SW70001
Globe Valve , API STD 602 , Class 800 , Socket Welded End x Female Threaded End , Bolted Bonnet , Handwheel Operator , ASTM A105N , API Trim 8 , Standard Clean (SC) acc. to 4WPI-SW70001
SEE INSTRUMENT SUMMARY
SEE INSTRUMENT SUMMARY
SEE PIPING SUPPORT INDEX
SEE PIPING SUPPORT INDEX
SEE PIPING SUPPORT INDEX
SEE PIPING SUPPORT INDEX
SEE PIPING SUPPORT INDEX
SEE PIPING SUPPORT INDEX
SEE PIPING SUPPORT INDEX
Pipe , ASME B36.10 , Beveled End , ASTM A106-B , Seamless, SCH/THK S-STD
90 Degree Long Radius Elbow , ASME B16.9 , Beveled End , ASTM A234 Grade WPB , Type S, SCH/THK S-STD
Pipe , ASME B36.10 , Beveled End , ASTM A106-B , Seamless, SCH/THK S-STD
Tee , ASME B16.9 , Beveled End , ASTM A234 Grade WPB , Type S, SCH/THK S-STD
Sockolet®, Reducing , MSS SP-97 , Class
90 Degree Long Radius Elbow , ASME B16.9 , Beveled End , ASTM A234 Grade WPB , Type S, SCH/THK S-STD
Weld Neck Flange , ASME B16.5 , Class 150 , Raised-face flanged end , ASTM A105N ,-, SCH/THK S-STD
Nipple , ASME B36.10 , Plain End , ASTM A106-B , 3in Long , Seamless, SCH/THK S-XS
Spiral Wound Gasket , ASME B16.20, for ASME B16.5 Flanges , Class 150 , 304stainless steel (18 Cr-8 Ni) ,w/flexible graphite filler , w/304 SSinner ring and CS outer ring , Lowstress
Stud Bolt (IN-MM) - , ASTM A193 Grade B7 , Studs - 180 mm Length
Hexagonal Head Nut , ASME B18.2.2 Heavy Hex , ASTM A194 Grade 2H
Gate Valve, Flexible Wedge , API 600 , Class 150 , Beveled End , Bolted Bonnet , Handwheel Operator , ASTM A216-WCB , API Trim 8 , Standard Clean (SC) acc. to 4WPI-SW70001, SCH/THK S-STD
Gate Valve, Flexible Wedge , API 600 , Class 150 , Beveled End , Bolted Bonnet , Handwheel Operator , ASTM A216-WCB , API Trim 8 , Standard Clean (SC) acc. to 4WPI-SW70001, SCH/THK S-STD
Dual Plate Check Valve , API 594 , Class 150 , Raised-face thru-bolted end without bolt holes , Wafer , ASTM A216-WCB , API Trim 8 , Standard Clean (SC) acc. to 4WPI-SW70001
Gate Valve, Solid Wedge , API 602 , Class 800 , Socket Welded End x Female Threaded End , Bolted Bonnet , Handwheel Operator , ASTM A105N , API Trim 8 , Standard Clean (SC) acc. to 4WPI-SW70001
SEE INSTRUMENT SUMMARY
SEE PIPING SUPPORT INDEX
SEE PIPING SUPPORT INDEX
Pipe , ASME B36.10 , Beveled End , ASTM A106-B , Seamless, SCH/THK S-STD
Pipe , ASME B36.10 , Beveled End , ASTM A106-B , Seamless, SCH/THK S-STD
Pipe , ASME B36.10 , Beveled End , ASTM A106-B , Seamless, SCH/THK S-STD
Eccentric Reducer , ASME B16.9 , Beveled End , ASTM A234 Grade WPB , Type S, SCH/THK S-STD
90 Degree Long Radius Elbow , ASME B16.9 , Beveled End , ASTM A234 Grade WPB , Type S, SCH/THK S-STD
Concentric Reducer , ASME B16.9 , Beveled End , ASTM A234 Grade WPB , Type S, SCH/THK S-STD
Sockolet®, Reducing , MSS SP-97 , Class 3000 , Socket Welded End , ASTM A105N , -
Sockolet®, Reducing , MSS SP-97 , Class 3000 , Socket Welded End , ASTM A105N , -
Weld Neck Flange , ASME B16.5 , Class 150 , Raised-face flanged end , ASTM A105N ,-, SCH/THK S-STD
Weld Neck Flange , ASME B16.5 , Class 150 , Raised-face flanged end , ASTM A105N ,-, SCH/THK S-STD
SEE INSTRUMENT SUMMARY
Pipe , ASME B36.10 , Plain End , ASTM A106-B , Seamless, SCH/THK S-STD
Pipe , ASME B36.10 , Plain End , ASTM A106-B , Seamless, SCH/THK S-STD
Reducing Tee , ASME B16.11 , Class 3000 , Socket Welded End , ASTM A105N , -
Nipple , ASME B36.10 , Plain End , ASTM A106-B , 4in Long , Seamless, SCH/THK S-XS
Plug Hexagonal Head , ASME B16.11 , Male Threaded End , ASTM A105N
Nipple , ASME B36.10 , Plain End , ASTM A106-B , 3in Long , Seamless, SCH/THK S-XS
Socket Weld Flange , ASME B16.5 , Class 150 , Raised-face flanged end , ASTM A105N ,-
Spiral Wound Gasket , ASME B16.20, for ASME B16.5 Flanges , Class 150 , 304stainless steel (18 Cr-8 Ni) ,w/flexible graphite filler , w/304 SSinner ring and CS outer ring , Lowstress
Spiral Wound Gasket , ASME B16.20, for ASME B16.5 Flanges , Class 150 , 304stainless steel (18 Cr-8 Ni) ,w/flexible graphite filler , w/304 SSinner ring and CS outer ring , Lowstress
Spiral Wound Gasket , ASME B16.20, for ASME B16.5 Flanges , Class 150 , 304stainless steel (18 Cr-8 Ni) ,w/flexible graphite filler , w/304 SSinner ring and CS outer ring , Lowstress
Stud Bolt (IN-MM) - , ASTM A193 Grade B7 , Studs - 180 mm Length
Hexagonal Head Nut , ASME B18.2.2 Heavy Hex , ASTM A194 Grade 2H
Stud Bolt (IN-MM) - , ASTM A193 Grade B7 , Studs - 105 mm Length
Stud Bolt (IN-MM) - , ASTM A193 Grade B7 , Studs - 95 mm Length
Stud Bolt (IN-MM) - , ASTM A193 Grade B7 , Studs - 110 mm Length
Hexagonal Head Nut , ASME B18.2.2 Heavy Hex , ASTM A194 Grade 2H
Dual Plate Check Valve , API 594 , Class 150 , Raised-face thru-bolted end without bolt holes , Wafer , ASTM A216-WCB , API Trim 8 , Standard Clean (SC) acc. to 4WPI-SW70001
Gate Valve, Flexible Wedge , API 600 , Class 150 , Beveled End , Bolted Bonnet , Handwheel Operator , ASTM A216-WCB , API Trim 8 , Standard Clean (SC) acc. to 4WPI-SW70001, SCH/THK S-STD
Globe Valve , API STD 602 , Class 800 , Socket Welded End x Female Threaded End , Bolted Bonnet , Handwheel Operator , ASTM A105N , API Trim 8 , Standard Clean (SC) acc. to 4WPI-SW70001
Gate Valve, Solid Wedge , API 602 , Class 800 , Socket Welded End x Female Threaded End , Bolted Bonnet , Handwheel Operator , ASTM A105N , API Trim 8 , Standard Clean (SC) acc. to 4WPI-SW70001
Globe Valve , API STD 602 , Class 800 , Socket Welded End x Female Threaded End , Bolted Bonnet , Handwheel Operator , ASTM A105N , API Trim 8 , Standard Clean (SC) acc. to 4WPI-SW70001
SEE INSTRUMENT SUMMARY
SEE INSTRUMENT SUMMARY
SEE PIPING SUPPORT INDEX
SEE PIPING SUPPORT INDEX
SEE PIPING SUPPORT INDEX
SEE PIPING SUPPORT INDEX
SEE PIPING SUPPORT INDEX
SEE PIPING SUPPORT INDEX
SEE PIPING SUPPORT INDEX
SEE PIPING SUPPORT INDEX
SEE PIPING SUPPORT INDEX
Pipe , ASME B36.10 , Beveled End , ASTM A106-B , Seamless, SCH/THK S-STD
Reducing Tee , ASME B16.9 , Beveled End , ASTM A234 Grade WPB , Type S, SCH/THK S-STD
Sockolet®, Reducing , MSS SP-97 , Class 3000 , Socket Welded End , ASTM A105N , -
90 Degree Long Radius Elbow , ASME B16.9 , Beveled End , ASTM A234 Grade WPB , Type S, SCH/THK S-STD
SEE PIPING SUPPORT INDEX
Nipple , ASME B36.10 , Plain End , ASTM A106-B , 4in Long , Seamless, SCH/THK S-XS
Plug Hexagonal Head , ASME B16.11 , Male Threaded End , ASTM A105N
Globe Valve , API STD 602 , Class 800 , Socket Welded End x Female Threaded End , Bolted Bonnet , Handwheel Operator , ASTM A105N , API Trim 8 , Standard Clean (SC) acc. to 4WPI-SW70001
SEE PIPING SUPPORT INDEX
SEE PIPING SUPPORT INDEX
SEE PIPING SUPPORT INDEX
Pipe , ASME B36.10 , Beveled End , ASTM A106-B , Seamless, SCH/THK S-STD
Sockolet®, Reducing , MSS SP-97 , Class 3000 , Socket Welded End , ASTM A105N , -
Sockolet®, Reducing , MSS SP-97 , Class 3000 , Socket Welded End , ASTM A105N , -
Sockolet®, Reducing , MSS SP-97 , Class 3000 , Socket Welded End , ASTM A105N , -
SEE PIPING SUPPORT INDEX
SEE PIPING SUPPORT INDEX
SEE PIPING SUPPORT INDEX
SEE PIPING SUPPORT INDEX
SEE PIPING SUPPORT INDEX
SEE PIPING SUPPORT INDEX
Pipe , ASME B36.10 , Beveled End , ASTM A106-B , Seamless, SCH/THK S-STD
Pipe , ASME B36.10 , Beveled End , ASTM A106-B , Seamless, SCH/THK S-STD
90 Degree Long Radius Elbow , ASME B16.9 , Beveled End , ASTM A234 Grade WPB ,Type S, SCH/THK S-STD
SEE PIPING SUPPORT INDEX
SEE PIPING SUPPORT INDEX
SEE PIPING SUPPORT INDEX
SEE PIPING SUPPORT INDEX
SEE WELDED ATTACHMENT SUMMARY
SEE PIPING SUPPORT INDEX
Pipe , ASME B36.10 , Beveled End , ASTM A106-B , Seamless, SCH/THK S-STD
Pipe , ASME B36.10 , Beveled End , ASTM A106-B , Seamless, SCH/THK S-STD
Concentric Reducer , ASME B16.9 , Beveled End , ASTM A234 Grade WPB , Type S, SCH/THK S-STD
Sockolet®, Reducing , MSS SP-97 , Class 3000 , Socket Welded End , ASTM A105N , -
Sockolet®, Reducing , MSS SP-97 , Class 3000 , Socket Welded End , ASTM A105N , -
Sockolet®, Reducing , MSS SP-97 , Class 3000 , Socket Welded End , ASTM A105N , -
Weld Neck Flange , ASME B16.5 , Class 150 , Raised-face flanged end , ASTM A105N ,-, SCH/THK S-STD
Pipe , ASME B36.10 , Plain End , ASTM A106-B , Seamless, SCH/THK S-STD
Plug Hexagonal Head , ASME B16.11 , Male Threaded End , ASTM A105N
Blind Flange , ASME B16.5 , Class 150 , Raised-face flanged end , ASTM A105N ,-
Spiral Wound Gasket , ASME B16.20, for ASME B16.5 Flanges , Class 150 , 304stainless steel (18 Cr-8 Ni) ,w/flexible graphite filler , w/304 SSinner ring and CS outer ring , Lowstress
Stud Bolt (IN-MM) - , ASTM A193 Grade B7 , Studs - 95 mm Length
Hexagonal Head Nut , ASME B18.2.2 Heavy Hex , ASTM A194 Grade 2H
Gate Valve, Flexible Wedge , API 600 , Class 150 , Beveled End , Bolted Bonnet , Handwheel Operator , ASTM A216-WCB , API Trim 8 , Standard Clean (SC) acc. to 4WPI-SW70001, SCH/THK S-STD
Globe Valve , API STD 602 , Class 800 , Socket Welded End x Female Threaded End , Bolted Bonnet , Handwheel Operator , ASTM A105N , API Trim 8 , Standard Clean (SC) acc. to 4WPI-SW70001
SEE PIPING SUPPORT INDEX
SEE PIPING SUPPORT INDEX
SEE PIPING SUPPORT INDEX
SEE PIPING SUPPORT INDEX
SEE PIPING SUPPORT INDEX
Pipe , ASME B36.10 , Plain End , ASTM A106-B , Seamless, SCH/THK S-STD
Tee , ASME B16.11 , Class 3000 , Socket Welded End , ASTM A105N , -
90 Degree Elbow , ASME B16.11 , Class 3000 , Socket Welded End , ASTM A105N , -
Union Head , MSS SP-83 , Class 3000 , Socket Welded End , ASTM A105N , Integral Seat
Union Tail , MSS SP-83 , Class 3000 , Socket Welded End , ASTM A105N , Integral Seat
Nipple , ASME B36.10 , Plain End x Male Threaded End , ASTM A106-B , 3in Long , Seamless, SCH/THK S-XS
SEE PIPING SUPPORT INDEX
SEE PIPING SUPPORT INDEX
SEE PIPING SUPPORT INDEX
SEE PIPING SUPPORT INDEX
SEE PIPING SUPPORT INDEX
SEE PIPING SUPPORT INDEX
SEE PIPING SUPPORT INDEX
SEE PIPING SUPPORT INDEX
Pipe , ASME B36.10 , Plain End , ASTM A106-B , Seamless, SCH/THK S-STD
Tee , ASME B16.11 , Class 3000 , Socket Welded End , ASTM A105N , -
Coupling / Connector , ASME B16.11 , Class 3000 , Female Threaded End , ASTM A105N , -
Nipple , ASME B36.10 , Plain End x Male Threaded End , ASTM A106-B , 3in Long , Seamless, SCH/THK S-XS
Union Head , MSS SP-83 , Class 3000 , Socket Welded End , ASTM A105N , Integral Seat
Union Tail , MSS SP-83 , Class 3000 , Socket Welded End , ASTM A105N , Integral Seat
90 Degree Elbow , ASME B16.11 , Class 3000 , Socket Welded End , ASTM A105N , -
Globe Valve , API STD 602 , Class 800 , Socket Weld End , Bolted Bonnet , Handwheel Operator , ASTM A105N , API Trim 8 , Standard Clean (SC) acc. to 4WPI-SW70001
Swing Check Valve , API STD 602 , Class 800 , Socket Weld End , Bolted Cover , ASTM A105N , API Trim 8 , Standard Clean (SC) acc. to 4WPI-SW70001 Globe Valve , API STD 602 , Class 800 , Socket Weld End , Bolted Bonnet ,
Globe Valve , API STD 602 , Class 800 , Socket Weld End , Bolted Bonnet , Handwheel Operator , ASTM A105N , API Trim 8 , Standard Clean (SC) acc. to 4WPI-SW70001
INSTRUMENTS
SEE PIPING SUPPORT INDEX
Pipe , ASME B36.10 , Plain End , ASTM A106-B , Seamless, SCH/THK S-STD
45 Degree Elbow , ASME B16.11 , Class 3000 , Socket Welded End , ASTM A105N , -
90 Degree Elbow , ASME B16.11 , Class 3000 , Socket Welded End , ASTM A105N , -
SEE PIPING SUPPORT INDEX
SEE PIPING SUPPORT INDEX
SEE PIPING SUPPORT INDEX
SEE PIPING SUPPORT INDEX
Pipe , ASME B36.10 , Plain End , ASTM A106-B , Seamless, SCH/THK S-STD
Tee , ASME B16.11 , Class 3000 , Socket Welded End , ASTM A105N , -
90 Degree Elbow , ASME B16.11 , Class 3000 , Socket Welded End , ASTM A105N , -
Union Tail , MSS SP-83 , Class 3000 , Socket Welded End , ASTM A105N , Integral Seat
Union Head , MSS SP-83 , Class 3000 , Socket Welded End , ASTM A105N , Integral Seat
Nipple , ASME B36.10 , Plain End x Male Threaded End , ASTM A106-B , 3in Long , Seamless, SCH/THK S-XS
SEE PIPING SUPPORT INDEX
SEE PIPING SUPPORT INDEX
SEE PIPING SUPPORT INDEX
SEE PIPING SUPPORT INDEX
SEE PIPING SUPPORT INDEX
SEE PIPING SUPPORT INDEX
SEE PIPING SUPPORT INDEX
SEE PIPING SUPPORT INDEX
Pipe , ASME B36.10 , Plain End , ASTM A106-B , Seamless, SCH/THK S-STD
Tee , ASME B16.11 , Class 3000 , Socket Welded End , ASTM A105N , -
Coupling / Connector , ASME B16.11 , Class 3000 , Female Threaded End , ASTM A105N , -
Nipple , ASME B36.10 , Plain End x Male Threaded End , ASTM A106-B , 3in Long , Seamless, SCH/THK S-XS
Union Head , MSS SP-83 , Class 3000 , Socket Welded End , ASTM A105N , Integral Seat
Union Tail , MSS SP-83 , Class 3000 , Socket Welded End , ASTM A105N , Integral Seat
90 Degree Elbow , ASME B16.11 , Class 3000 , Socket Welded End , ASTM A105N , -
Globe Valve , API STD 602 , Class 800 , Socket Weld End , Bolted Bonnet , Handwheel Operator , ASTM A105N , API Trim 8 , Standard Clean (SC) acc. to 4WPI-SW70001
Swing Check Valve , API STD 602 , Class 800 , Socket Weld End , Bolted Cover , ASTM A105N , API Trim 8 , Standard Clean (SC) acc. to 4WPI-SW70001
Globe Valve , API STD 602 , Class 800 , Socket Weld End , Bolted Bonnet , Handwheel Operator , ASTM A105N , API Trim 8 , Standard Clean (SC) acc. to 4WPI-SW70001
INSTRUMENTS
SEE PIPING SUPPORT INDEX
Pipe , ASME B36.10 , Plain End , ASTM A106-B , Seamless, SCH/THK S-STD
45 Degree Elbow , ASME B16.11 , Class 3000 , Socket Welded End , ASTM A105N , -
90 Degree Elbow , ASME B16.11 , Class 3000 , Socket Welded End , ASTM A105N , -
SEE PIPING SUPPORT INDEX
SEE PIPING SUPPORT INDEX
SEE PIPING SUPPORT INDEX
Pipe , ASME B36.10 , Plain End , ASTM A106-B , Seamless, SCH/THK S-STD
90 Degree Elbow , ASME B16.11 , Class 3000 , Socket Welded End , ASTM A105N , -
Coupling / Connector , ASME B16.11 , Class 3000 , Socket Welded End , ASTM A105N , -
SEE PIPING SUPPORT INDEX
SEE PIPING SUPPORT INDEX
SEE PIPING SUPPORT INDEX
SEE PIPING SUPPORT INDEX
SEE PIPING SUPPORT INDEX
SEE PIPING SUPPORT INDEX
SEE PIPING SUPPORT INDEX
SEE PIPING SUPPORT INDEX
SEE PIPING SUPPORT INDEX
SEE PIPING SUPPORT INDEX
SEE PIPING SUPPORT INDEX
SEE PIPING SUPPORT INDEX
Pipe , ASME B36.10 , Plain End , ASTM A106-B , Seamless, SCH/THK S-STD
90 Degree Elbow , ASME B16.11 , Class 3000 , Socket Welded End , ASTM A105N , -
Coupling / Connector , ASME B16.11 , Class 3000 , Socket Welded End , ASTM A105N , -
SEE PIPING SUPPORT INDEX
SEE PIPING SUPPORT INDEX
SEE PIPING SUPPORT INDEX
SEE PIPING SUPPORT INDEX
SEE PIPING SUPPORT INDEX
SEE PIPING SUPPORT INDEX
SEE PIPING SUPPORT INDEX
Pipe , ASME B36.10 , Plain End , ASTM A106-B , Seamless, SCH/THK S-STD
Pipe , ASME B36.10 , Plain End , ASTM A106-B , Seamless, SCH/THK S-STD
Concentric Swage , MSS SP-95 , Plain End , ASTM A234 Grade WPB , Type S, SCH/THK S-STD
Reducing Tee , ASME B16.11 , Class 3000 , Socket Welded End , ASTM A105N , -
90 Degree Elbow , ASME B16.11 , Class 3000 , Socket Welded End , ASTM A105N , -
Tee , ASME B16.11 , Class 3000 , Socket Welded End , ASTM A105N , -
Coupling / Connector , ASME B16.11 , Class 3000 , Socket Welded End , ASTM A105N , -
SEE PIPING SUPPORT INDEX
SEE PIPING SUPPORT INDEX
SEE PIPING SUPPORT INDEX
SEE PIPING SUPPORT INDEX
Pipe , ASME B36.10 , Plain End , ASTM A106-B , Seamless, SCH/THK S-STD
Tee , ASME B16.11 , Class 3000 , Socket Welded End , ASTM A105N , -
Reducing Coupling , ASME B16.11 , Class 3000 , Female Threaded End , ASTM A105N , -
90 Degree Elbow , ASME B16.11 , Class 3000 , Socket Welded End , ASTM A105N , -
Union Head , MSS SP-83 , Class 3000 , Socket Welded End , ASTM A105N , Integral Seat
Union Tail , MSS SP-83 , Class 3000 , Socket Welded End , ASTM A105N , Integral Seat
Coupling / Connector , ASME B16.11 , Class 3000 , Socket Welded End , ASTM A105N , -
Nipple , ASME B36.10 , Plain End x Male Threaded End , ASTM A106-B , 3in Long , Seamless, SCH/THK S-XS
Globe Valve , API STD 602 , Class 800 , Socket Weld End , Bolted Bonnet , Handwheel Operator , ASTM A105N , API Trim 8 , Standard Clean (SC) acc. to 4WPI-SW70001
Swing Check Valve , API STD 602 , Class 800 , Socket Weld End , Bolted Cover , ASTM A105N , API Trim 8 , Standard Clean (SC) acc. to 4WPI-SW70001
Globe Valve , API STD 602 , Class 800 , Socket Weld End , Bolted Bonnet , Handwheel Operator , ASTM A105N , API Trim 8 , Standard Clean (SC) acc. to 4WPI-SW70001
INSTRUMENTS
SEE PIPING SUPPORT INDEX
SEE PIPING SUPPORT INDEX
SEE PIPING SUPPORT INDEX
SEE PIPING SUPPORT INDEX
Pipe , ASME B36.10 , Plain End , ASTM A106-B , Seamless, SCH/THK S-STD
90 Degree Elbow , ASME B16.11 , Class 3000 , Socket Welded End , ASTM A105N , -
SEE PIPING SUPPORT INDEX
SEE PIPING SUPPORT INDEX
SEE PIPING SUPPORT INDEX
SEE PIPING SUPPORT INDEX
Pipe , ASME B36.10 , Plain End , ASTM A106-B , Seamless, SCH/THK S-STD
90 Degree Elbow , ASME B16.11 , Class 3000 , Socket Welded End , ASTM A105N , -
SEE PIPING SUPPORT INDEX
SEE PIPING SUPPORT INDEX
SEE PIPING SUPPORT INDEX
Pipe , ASME B36.10 , Plain End , ASTM A106-B , Seamless, SCH/THK S-STD
Tee , ASME B16.11 , Class 3000 , Socket Welded End , ASTM A105N , -
90 Degree Elbow , ASME B16.11 , Class 3000 , Socket Welded End , ASTM A105N , -
Union Tail , MSS SP-83 , Class 3000 , Socket Welded End , ASTM A105N , Integral Seat
Union Head , MSS SP-83 , Class 3000 , Socket Welded End , ASTM A105N , Integral Seat
Nipple , ASME B36.10 , Plain End x Male Threaded End , ASTM A106-B , 3in Long , Seamless, SCH/THK S-XS
Globe Valve , API STD 602 , Class 800 , Socket Weld End , Bolted Bonnet , Handwheel Operator , ASTM A105N , API Trim 8 , Standard Clean (SC) acc. to 4WPI-SW70001
Swing Check Valve , API STD 602 , Class 800 , Socket Weld End , Bolted Cover , ASTM A105N , API Trim 8 , Standard Clean (SC) acc. to 4WPI-SW70001
SEE PIPING SUPPORT INDEX
Pipe , ASME B36.10 , Plain End , ASTM A106-B , Seamless, SCH/THK S-STD
Tee , ASME B16.11 , Class 3000 , Socket Welded End , ASTM A105N , -
Coupling / Connector , ASME B16.11 , Class 3000 , Female Threaded End , ASTM A105N , -
Nipple , ASME B36.10 , Plain End x Male Threaded End , ASTM A106-B , 3in Long , Seamless, SCH/THK S-XS
Union Head , MSS SP-83 , Class 3000 , Socket Welded End , ASTM A105N , Integral Seat
Union Tail , MSS SP-83 , Class 3000 , Socket Welded End , ASTM A105N , Integral Seat
90 Degree Elbow , ASME B16.11 , Class 3000 , Socket Welded End , ASTM A105N , -
Globe Valve , API STD 602 , Class 800 , Socket Weld End , Bolted Bonnet , Handwheel Operator , ASTM A105N , API Trim 8 , Standard Clean (SC) acc. to 4WPI-SW70001
INSTRUMENTS
SEE PIPING SUPPORT INDEX
SEE PIPING SUPPORT INDEX
Pipe , ASME B36.10 , Plain End , ASTM A106-B , Seamless, SCH/THK S-STD
90 Degree Elbow , ASME B16.11 , Class 3000 , Socket Welded End , ASTM A105N , -
Globe Valve , API STD 602 , Class 800 , Socket Weld End , Bolted Bonnet , Handwheel Operator , ASTM A105N , API Trim 8 , Standard Clean (SC) acc. to 4WPI-SW70001
Swing Check Valve , API STD 602 , Class 800 , Socket Weld End , Bolted Cover , ASTM A105N , API Trim 8 , Standard Clean (SC) acc. to 4WPI-SW70001
SEE PIPING SUPPORT INDEX
SEE PIPING SUPPORT INDEX
SEE PIPING SUPPORT INDEX
SEE PIPING SUPPORT INDEX
SEE PIPING SUPPORT INDEX
SEE PIPING SUPPORT INDEX
SEE PIPING SUPPORT INDEX
Pipe , ASME B36.10 , Plain End , ASTM A106-B , Seamless, SCH/THK S-STD
Tee , ASME B16.11 , Class 3000 , Socket Welded End , ASTM A105N , -
Reducing Coupling , ASME B16.11 , Class 3000 , Female Threaded End , ASTM A105N , -
90 Degree Elbow , ASME B16.11 , Class 3000 , Socket Welded End , ASTM A105N , -
Union Tail , MSS SP-83 , Class 3000 , Socket Welded End , ASTM A105N , Integral Seat
Union Head , MSS SP-83 , Class 3000 , Socket Welded End , ASTM A105N , Integral Seat
Nipple , ASME B36.10 , Plain End x Male Threaded End , ASTM A106-B , 3in Long , Seamless, SCH/THK S-XS
Coupling / Connector , ASME B16.11 , Class 3000 , Socket Welded End , ASTM A105N , -
Globe Valve , API STD 602 , Class 800 , Socket Weld End , Bolted Bonnet , Handwheel Operator , ASTM A105N , API Trim 8 , Standard Clean (SC) acc. to 4WPI-SW70001 INSTRUMENTS
INSTRUMENTS
SEE PIPING SUPPORT INDEX
SEE PIPING SUPPORT INDEX
SEE PIPING SUPPORT INDEX
Pipe , ASME B36.10 , Plain End , ASTM A106-B , Seamless, SCH/THK S-STD
90 Degree Elbow , ASME B16.11 , Class 3000 , Socket Welded End , ASTM A105N , -
45 Degree Elbow , ASME B16.11 , Class 3000 , Socket Welded End , ASTM A105N , -
Globe Valve , API STD 602 , Class 800 , Socket Weld End , Bolted Bonnet , Handwheel Operator , ASTM A105N , API Trim 8 , Standard Clean (SC) acc. to 4WPI-SW70001
Swing Check Valve , API STD 602 , Class 800 , Socket Weld End , Bolted Cover , ASTM A105N , API Trim 8 , Standard Clean (SC) acc. to 4WPI-SW70001
SEE PIPING SUPPORT INDEX
SEE PIPING SUPPORT INDEX
SEE PIPING SUPPORT INDEX
SEE PIPING SUPPORT INDEX
SEE PIPING SUPPORT INDEX
SEE PIPING SUPPORT INDEX
SEE PIPING SUPPORT INDEX
SEE PIPING SUPPORT INDEX
Pipe , ASME B36.10 , Plain End , ASTM A106-B , Seamless, SCH/THK S-STD
Tee , ASME B16.11 , Class 3000 , Socket Welded End , ASTM A105N , -
Reducing Coupling , ASME B16.11 , Class 3000 , Female Threaded End , ASTM A105N , -
90 Degree Elbow , ASME B16.11 , Class 3000 , Socket Welded End , ASTM A105N , -
Union Tail , MSS SP-83 , Class 3000 , Socket Welded End , ASTM A105N , Integral Seat
Union Head , MSS SP-83 , Class 3000 , Socket Welded End , ASTM A105N , Integral Seat
Nipple , ASME B36.10 , Plain End x Male Threaded End , ASTM A106-B , 3in Long , Seamless, SCH/THK S-XS
Coupling / Connector , ASME B16.11 , Class 3000 , Socket Welded End , ASTM A105N , -
Globe Valve , API STD 602 , Class 800 , Socket Weld End , Bolted Bonnet , Handwheel Operator , ASTM A105N , API Trim 8 , Standard Clean (SC) acc. to 4WPI-SW70001
INSTRUMENTS
SEE PIPING SUPPORT INDEX
SEE PIPING SUPPORT INDEX
SEE PIPING SUPPORT INDEX
SEE PIPING SUPPORT INDEX
Pipe , ASME B36.10 , Plain End , ASTM A106-B , Seamless, SCH/THK S-STD
90 Degree Elbow , ASME B16.11 , Class 3000 , Socket Welded End , ASTM A105N , -
Globe Valve , API STD 602 , Class 800 , Socket Weld End , Bolted Bonnet , Handwheel Operator , ASTM A105N , API Trim 8 , Standard Clean (SC) acc. to 4WPI-SW70001
Swing Check Valve , API STD 602 , Class 800 , Socket Weld End , Bolted Cover , ASTM A105N , API Trim 8 , Standard Clean (SC) acc. to 4WPI-SW70001
SEE PIPING SUPPORT INDEX
SEE PIPING SUPPORT INDEX
SEE PIPING SUPPORT INDEX
SEE PIPING SUPPORT INDEX
SEE PIPING SUPPORT INDEX
SEE PIPING SUPPORT INDEX
Pipe , ASME B36.10 , Plain End , ASTM A106-B , Seamless, SCH/THK S-STD
Tee , ASME B16.11 , Class 3000 , Socket Welded End , ASTM A105N , -
Reducing Coupling , ASME B16.11 , Class 3000 , Female Threaded End , ASTM A105N , -
90 Degree Elbow , ASME B16.11 , Class 3000 , Socket Welded End , ASTM A105N , -
Union Head , MSS SP-83 , Class 3000 , Socket Welded End , ASTM A105N , Integral Seat
Union Tail , MSS SP-83 , Class 3000 , Socket Welded End , ASTM A105N , Integral Seat
Nipple , ASME B36.10 , Plain End x Male Threaded End , ASTM A106-B , 3in Long , Seamless, SCH/THK S-XS
Coupling / Connector , ASME B16.11 , Class 3000 , Socket Welded End , ASTM A105N , -
Globe Valve , API STD 602 , Class 800 , Socket Weld End , Bolted Bonnet , Handwheel Operator , ASTM A105N , API Trim 8 , Standard Clean (SC) acc. to 4WPI-SW70001
INSTRUMENTS
SEE PIPING SUPPORT INDEX
SEE PIPING SUPPORT INDEX
SEE PIPING SUPPORT INDEX
SEE PIPING SUPPORT INDEX
Pipe , ASME B36.10 , Plain End , ASTM A106-B , Seamless, SCH/THK S-STD
90 Degree Elbow , ASME B16.11 , Class
Globe Valve , API STD 602 , Class 800 ,
Swing Check Valve , API STD 602 , Class
SEE PIPING SUPPORT INDEX
SEE PIPING SUPPORT INDEX
SEE PIPING SUPPORT INDEX
SEE PIPING SUPPORT INDEX
SEE PIPING SUPPORT INDEX
SEE PIPING SUPPORT INDEX
Pipe , ASME B36.10 , Plain End , ASTM A106-B , Seamless, SCH/THK S-STD
Tee , ASME B16.11 , Class 3000 , Socket Welded End , ASTM A105N , -
Reducing Coupling , ASME B16.11 , Class
90 Degree Elbow , ASME B16.11 , Class
Union Head , MSS SP-83 , Class 3000 ,
Union Tail , MSS SP-83 , Class 3000 ,
Nipple , ASME B36.10 , Plain End x Male
Coupling / Connector , ASME B16.11 ,
Globe Valve , API STD 602 , Class 800 ,
INSTRUMENTS
SEE PIPING SUPPORT INDEX
SEE PIPING SUPPORT INDEX
SEE PIPING SUPPORT INDEX
Pipe , ASME B36.10 , Plain End , ASTM A106-B , Seamless, SCH/THK S-STD
90 Degree Elbow , ASME B16.11 , Class 3000 , Socket Welded End , ASTM A105N , -
SEE PIPING SUPPORT INDEX
SEE PIPING SUPPORT INDEX
SEE PIPING SUPPORT INDEX
SEE PIPING SUPPORT INDEX
SEE PIPING SUPPORT INDEX
SEE PIPING SUPPORT INDEX
Pipe , ASME B36.10 , Plain End , ASTM A106-B , Seamless, SCH/THK S-STD
Tee , ASME B16.11 , Class 3000 , Socket Welded End , ASTM A105N , -
Reducing Coupling , ASME B16.11 , Class 3000 , Female Threaded End , ASTM A105N , -
90 Degree Elbow , ASME B16.11 , Class 3000 , Socket Welded End , ASTM A105N , -
Union Tail , MSS SP-83 , Class 3000 , Socket Welded End , ASTM A105N , Integral Seat
Union Head , MSS SP-83 , Class 3000 , Socket Welded End , ASTM A105N , Integral Seat
Nipple , ASME B36.10 , Plain End x Male Threaded End , ASTM A106-B , 3in Long , Seamless, SCH/THK S-XS
Coupling / Connector , ASME B16.11 , Class 3000 , Socket Welded End , ASTM A105N , -
Globe Valve , API STD 602 , Class 800 , Socket Weld End , Bolted Bonnet , Handwheel Operator , ASTM A105N , API Trim 8 , Standard Clean (SC) acc. to 4WPI-SW70001
Swing Check Valve , API STD 602 , Class 800 , Socket Weld End , Bolted Cover , ASTM A105N , API Trim 8 , Standard Clean (SC) acc. to 4WPI-SW70001
INSTRUMENTS
SEE PIPING SUPPORT INDEX
SEE PIPING SUPPORT INDEX
SEE PIPING SUPPORT INDEX
SEE PIPING SUPPORT INDEX
SEE PIPING SUPPORT INDEX
Pipe , ASME B36.10 , Plain End , ASTM A106-B , Seamless, SCH/THK S-STD
Tee , ASME B16.11 , Class 3000 , Socket Welded End , ASTM A105N , -
90 Degree Elbow , ASME B16.11 , Class 3000 , Socket Welded End , ASTM A105N , -
Globe Valve , API STD 602 , Class 800 , Socket Weld End , Bolted Bonnet , Handwheel Operator , ASTM A105N , API Trim 8 , Standard Clean (SC) acc. to 4WPI-SW70001
SEE PIPING SUPPORT INDEX
Pipe , ASME B36.19 , Beveled End , ASTM A312 Grade TP304/TP304L , Seamless,SCH/THK S-10S
Pipe , ASME B36.19 , Beveled End , ASTM A312 Grade TP304/TP304L , Seamless,SCH/THK S-10S
Eccentric Reducer , ASME B16.9 , Beveled End , ASTM A403 Grade WP304/WP304L , Type S, SCH/THK S-10S
45 Degree Long Radius Elbow , ASME B16.9 , Beveled End , ASTM A403 Grade WP304/WP304L , Type S, SCH/THK S-10S
90 Degree Long Radius Elbow , ASME B16.9 , Beveled End , ASTM A403 Grade WP304/WP304L , Type S, SCH/THK S-10S
Weld Neck Flange , ASME B16.5 , Class 150 , Raised-face flanged end , ASTM A182 Grade F 304/F 304L ,-, SCH/THK S-10S
Spiral Wound Gasket , ASME B16.20, for ASME B16.5 Flanges , Class 150 , 304stainless steel (18 Cr-8 Ni) ,w/flexible graphite filler , w/304 SSinner ring and 304 SS outer ring , Lowstress , Oxygen Clean (AA) acc. to4WPI-SW70003
Stud Bolt (IN-MM) - , ASTM A193 Grade B8, Class 2 , Studs - 95 mm Length
Hexagonal Head Nut , ASME B18.2.2 Heavy Hex , ASTM A194 Grade 8
SEE PIPING SUPPORT INDEX
SEE PIPING SUPPORT INDEX
SEE PIPING SUPPORT INDEX
Pipe , ASME B36.19 , Beveled End , ASTM A312 Grade TP304/TP304L , Seamless,SCH/THK S-10S
Pipe , ASME B36.19 , Beveled End , ASTM A312 Grade TP304/TP304L , Seamless,SCH/THK S-10S
Eccentric Reducer , ASME B16.9 , Beveled End , ASTM A403 Grade WP304/WP304L , Type S, SCH/THK S-10S
Weld Neck Flange , ASME B16.5 , Class 150 , Raised-face flanged end , ASTM A182 Grade F 304/F 304L ,-, SCH/THK S-10S
Spiral Wound Gasket , ASME B16.20, for ASME B16.5 Flanges , Class 150 , 304stainless steel (18 Cr-8 Ni) ,w/flexible graphite filler , w/304 SSinner ring and 304 SS outer ring , Lowstress , Oxygen Clean (AA) acc. to4WPI-SW70003
Stud Bolt (IN-MM) - , ASTM A193 Grade B8, Class 2 , Studs - 95 mm Length
Hexagonal Head Nut , ASME B18.2.2 Heavy Hex , ASTM A194 Grade 8
SEE PIPING SUPPORT INDEX
SEE PIPING SUPPORT INDEX
SEE PIPING SUPPORT INDEX
Pipe , ASME B36.19 , Beveled End , ASTM A312 Grade TP304/TP304L , Seamless,SCH/THK S-10S
Pipe , ASME B36.19 , Beveled End , ASTM A312 Grade TP304/TP304L , Seamless,SCH/THK S-10S
Eccentric Reducer , ASME B16.9 , Beveled End , ASTM A403 Grade WP304/WP304L , Type S, SCH/THK S-10S
90 Degree Long Radius Elbow , ASME B16.9 , Beveled End , ASTM A403 Grade WP304/WP304L , Type S, SCH/THK S-10S
Weld Neck Flange , ASME B16.5 , Class 150 , Raised-face flanged end , ASTM A182 Grade F 304/F 304L ,-, SCH/THK S-10S
Spiral Wound Gasket , ASME B16.20, for ASME B16.5 Flanges , Class 150 , 304stainless steel (18 Cr-8 Ni) ,w/flexible graphite filler , w/304 SSinner ring and 304 SS outer ring , Lowstress , Oxygen Clean (AA) acc. to4WPI-SW70003
Stud Bolt (IN-MM) - , ASTM A193 Grade B8, Class 2 , Studs - 95 mm Length
Hexagonal Head Nut , ASME B18.2.2 Heavy Hex , ASTM A194 Grade 8
SEE PIPING SUPPORT INDEX
SEE PIPING SUPPORT INDEX
SEE PIPING SUPPORT INDEX
Pipe , ASME B36.19 , Beveled End , ASTM A312 Grade TP304/TP304L , Seamless,SCH/THK S-10S
Pipe , ASME B36.19 , Beveled End , ASTM A312 Grade TP304/TP304L , Seamless,SCH/THK S-10S
Eccentric Reducer , ASME B16.9 , Beveled End , ASTM A403 Grade WP304/WP304L , Type S, SCH/THK S-10S
45 Degree Long Radius Elbow , ASME B16.9 , Beveled End , ASTM A403 Grade WP304/WP304L , Type S, SCH/THK S-10S
90 Degree Long Radius Elbow , ASME B16.9 , Beveled End , ASTM A403 Grade WP304/WP304L , Type S, SCH/THK S-10S
Weld Neck Flange , ASME B16.5 , Class 150 , Raised-face flanged end , ASTM A182 Grade F 304/F 304L ,-, SCH/THK S-10S
Spiral Wound Gasket , ASME B16.20, for ASME B16.5 Flanges , Class 150 , 304stainless steel (18 Cr-8 Ni) ,w/flexible graphite filler , w/304 SSinner ring and 304 SS outer ring , Lowstress , Oxygen Clean (AA) acc. to4WPI-SW70003
Stud Bolt (IN-MM) - , ASTM A193 Grade B8, Class 2 , Studs - 95 mm Length
Hexagonal Head Nut , ASME B18.2.2 Heavy Hex , ASTM A194 Grade 8
SEE PIPING SUPPORT INDEX
SEE PIPING SUPPORT INDEX
SEE PIPING SUPPORT INDEX
Pipe , ASME B36.19 , Beveled End , ASTM A312 Grade TP304/TP304L , Seamless,SCH/THK S-10S
Pipe , ASME B36.19 , Beveled End , ASTM A312 Grade TP304/TP304L , Seamless,SCH/THK S-10S
Eccentric Reducer , ASME B16.9 , Beveled End , ASTM A403 Grade WP304/WP304L , Type S, SCH/THK S-10S
90 Degree Long Radius Elbow , ASME B16.9 , Beveled End , ASTM A403 Grade WP304/WP304L , Type S, SCH/THK S-10S
Weld Neck Flange , ASME B16.5 , Class 150 , Raised-face flanged end , ASTM A182 Grade F 304/F 304L ,-, SCH/THK S-10S
Spiral Wound Gasket , ASME B16.20, for ASME B16.5 Flanges , Class 150 , 304stainless steel (18 Cr-8 Ni) ,w/flexible graphite filler , w/304 SSinner ring and 304 SS outer ring , Lowstress , Oxygen Clean (AA) acc. to4WPI-SW70003
Stud Bolt (IN-MM) - , ASTM A193 Grade B8, Class 2 , Studs - 95 mm Length
Hexagonal Head Nut , ASME B18.2.2 Heavy Hex , ASTM A194 Grade 8
SEE PIPING SUPPORT INDEX
SEE PIPING SUPPORT INDEX
SEE PIPING SUPPORT INDEX
Pipe , ASME B36.19 , Beveled End , ASTM A312 Grade TP304/TP304L , Seamless,SCH/THK S-10S
Pipe , ASME B36.19 , Beveled End , ASTM A312 Grade TP304/TP304L , Seamless,SCH/THK S-10S
Eccentric Reducer , ASME B16.9 , Beveled End , ASTM A403 Grade WP304/WP304L , Type S, SCH/THK S-10S
90 Degree Long Radius Elbow , ASME B16.9 , Beveled End , ASTM A403 Grade WP304/WP304L , Type S, SCH/THK S-10S
Weld Neck Flange , ASME B16.5 , Class 150 , Raised-face flanged end , ASTM A182 Grade F 304/F 304L ,-, SCH/THK S-10S
Spiral Wound Gasket , ASME B16.20, for ASME B16.5 Flanges , Class 150 , 304stainless steel (18 Cr-8 Ni) ,w/flexible graphite filler , w/304 SSinner ring and 304 SS outer ring , Lowstress , Oxygen Clean (AA) acc. to4WPI-SW70003
Stud Bolt (IN-MM) - , ASTM A193 Grade B8, Class 2 , Studs - 95 mm Length
Hexagonal Head Nut , ASME B18.2.2 Heavy Hex , ASTM A194 Grade 8
SEE PIPING SUPPORT INDEX
SEE PIPING SUPPORT INDEX
SEE PIPING SUPPORT INDEX
Pipe , ASME B36.10 , Beveled End , ASTM A106-B , Seamless, SCH/THK S-STD
Sockolet®, Reducing , MSS SP-97 , Class 3000 , Socket Welded End , ASTM A105N , -
Sockolet®, Reducing , MSS SP-97 , Class 3000 , Socket Welded End , ASTM A105N , -
90 Degree Long Radius Elbow , ASME B16.9 , Beveled End , ASTM A234 Grade WPB , Type S, SCH/THK S-STD
45 Degree Long Radius Elbow , ASME B16.9 , Beveled End , ASTM A234 Grade WPB , Type S, SCH/THK S-STD
Concentric Swage , MSS SP-95 , Beveled End x Plain End , ASTM A234 Grade WPB , Type S, SCH/THK S-STD
Pipe , ASME B36.10 , Beveled End , ASTM A106-B , Seamless, SCH/THK S-STD
Tee , ASME B16.9 , Beveled End , ASTM A234 Grade WPB , Type S, SCH/THK S-STD
Sockolet®, Reducing , MSS SP-97 , Class 3000 , Socket Welded End , ASTM A105N , -
Sockolet®, Reducing , MSS SP-97 , Class 3000 , Socket Welded End , ASTM A105N , -
90 Degree Long Radius Elbow , ASME B16.9 , Beveled End , ASTM A234 Grade WPB , Type S, SCH/THK S-STD
Cap , ASME B16.9 , Beveled End , ASTM A234 Grade WPB , Type S, SCH/THK S-STD
Nipple , ASME B36.10 , Plain End , ASTM A106-B , 4in Long , Seamless, SCH/THK S-XS
Plug Hexagonal Head , ASME B16.11 , Male Threaded End , ASTM A105N
Gate Valve, Flexible Wedge , API 600 , Class 150 , Beveled End , Bolted Bonnet , Handwheel Operator , ASTM A216-WCB , API Trim 8 , Standard Clean (SC) acc. to 4WPI-SW70001, SCH/THK S-STD
Gate Valve, Flexible Wedge , API 600 , Class 150 , Beveled End , Bolted Bonnet , Handwheel Operator , ASTM A216-WCB , API Trim 8 , Standard Clean (SC) acc. to 4WPI-SW70001, SCH/THK S-STD
Globe Valve , API STD 602 , Class 800 , Socket Welded End x Female Threaded End , Bolted Bonnet , Handwheel Operator , ASTM A105N , API Trim 8 , Standard Clean (SC) acc. to 4WPI-SW70001
SEE PIPING SUPPORT INDEX
SEE PIPING SUPPORT INDEX
SEE PIPING SUPPORT INDEX
SEE PIPING SUPPORT INDEX
SEE PIPING SUPPORT INDEX
SEE PIPING SUPPORT INDEX
SEE PIPING SUPPORT INDEX
SEE PIPING SUPPORT INDEX
Pipe , ASME B36.10 , Beveled End , ASTM A106-B , Seamless, SCH/THK S-STD
Tee , ASME B16.9 , Beveled End , ASTM A234 Grade WPB , Type S, SCH/THK S-STD
Cap , ASME B16.9 , Beveled End , ASTM A234 Grade WPB , Type S, SCH/THK S-STD
90 Degree Long Radius Elbow , ASME B16.9 , Beveled End , ASTM A234 Grade WPB , Type S, SCH/THK S-STD
SEE PIPING SUPPORT INDEX
SEE PIPING SUPPORT INDEX
SEE PIPING SUPPORT INDEX
SEE PIPING SUPPORT INDEX
SEE PIPING SUPPORT INDEX
SEE PIPING SUPPORT INDEX
Pipe , ASME B36.10 , Beveled End , ASTM A106-B , Seamless, SCH/THK S-STD
Pipe , ASME B36.19 , Beveled End , ASTM A312 Grade TP304/TP304L , Seamless, SCH/THK S-40S
90 Degree Long Radius Elbow , ASME B16.9 , Beveled End , ASTM A234 Grade WPB , Type S, SCH/THK S-STD
SEE PIPING SUPPORT INDEX
SEE PIPING SUPPORT INDEX
SEE PIPING SUPPORT INDEX
SEE PIPING SUPPORT INDEX
SEE PIPING SUPPORT INDEX
SEE PIPING SUPPORT INDEX
SEE PIPING SUPPORT INDEX
SEE PIPING SUPPORT INDEX
SEE PIPING SUPPORT INDEX
SEE PIPING SUPPORT INDEX
SEE PIPING SUPPORT INDEX
SEE PIPING SUPPORT INDEX
SEE PIPING SUPPORT INDEX
SEE PIPING SUPPORT INDEX
SEE PIPING SUPPORT INDEX
SEE PIPING SUPPORT INDEX
Pipe , ASME B36.19 , Plain End , ASTM A312 Grade TP304/TP304L , Seamless,SCH/THK S-10S
Tee , ASME B16.11 , Class 3000 , Socket Welded End , ASTM A182 Grade F 304/F 304L
Plug Hexagonal Head , ASME B16.11 , Male Threaded End , ASTM A182 Grade F 304/F 304L
Coupling / Connector , ASME B16.11 , Class 3000 , Socket Welded End x Female Threaded End , ASTM A182 Grade F 304/F 304L
Globe Valve , AP SPEC-ENG-MS009 , Class 300 , Socket Welded End x Female Threaded End , Bolted Bonnet , Handwheel Operator , ASTM A351-CF8 , Bronze Topworks , Resilient Seat , Process Clean (B) acc. to 4WPI-SW70002 , Inside Screw with Rising Stem , Cryogenic Service
SEE INSTRUMENT SUMMARY
SEE PIPING SUPPORT INDEX
SEE PIPING SUPPORT INDEX
Pipe , ASME B36.19 , Plain End , ASTM A312 Grade TP304/TP304L , Seamless,SCH/THK S-10S
Nipple , ASME B36.19 , Plain End x Male Threaded End , ASTM A312 Grade TP304/TP304L , 4in Long , Seamless, SCH/THK S-80S
Union Head , MSS SP-83 , Class 3000 , Socket Welded End , ASTM A182 Grade F 304/F 304L , Metal to Metal seat with virgin PTFE seal ring
Union Tail , MSS SP-83 , Class 3000 , Socket Welded End , ASTM A182 Grade F 304/F 304L , Metal to Metal seat with virgin PTFE seal ring
90 Degree Elbow , ASME B16.11 , Class 3000 , Socket Welded End , ASTM A182 Grade F 304/F 304L
SEE PIPING SUPPORT INDEX
SEE PIPING SUPPORT INDEX
SEE PIPING SUPPORT INDEX
Pipe , ASME B36.19 , Plain End , ASTM A312 Grade TP304/TP304L , Seamless,SCH/THK S-10S
Pipe , ASME B36.19 , Plain End , ASTM A312 Grade TP304/TP304L , Seamless,SCH/THK S-10S
Nipple , ASME B36.19 , Plain End x Male Threaded End , ASTM A312 Grade TP304/TP304L , 4in Long , Seamless, SCH/THK S-80S
Union Head , MSS SP-83 , Class 3000 , Socket Welded End , ASTM A182 Grade F 304/F 304L , Metal to Metal seat with virgin PTFE seal ring
Union Tail , MSS SP-83 , Class 3000 , Socket Welded End , ASTM A182 Grade F 304/F 304L , Metal to Metal seat with virgin PTFE seal ring
90 Degree Elbow , ASME B16.11 , Class 3000 , Socket Welded End , ASTM A182 Grade F 304/F 304L
Tee , ASME B16.11 , Class 3000 , Socket Welded End , ASTM A182 Grade F 304/F 304L
Plug Hexagonal Head , ASME B16.11 , Male Threaded End , ASTM A182 Grade F 304/F 304L
Coupling / Connector , ASME B16.11 , Class 3000 , Socket Welded End x Female Threaded End , ASTM A182 Grade F 304/F 304L
Globe Valve , AP SPEC-ENG-MS009 , Class 300 , Socket Welded End x Female Threaded End , Bolted Bonnet , Handwheel Operator , ASTM A351-CF8 , Bronze Topworks , Resilient Seat , Process Clean (B) acc. to 4WPI-SW70002 , Inside Screw with Rising Stem , Cryogenic Service
SEE INSTRUMENT SUMMARY
SEE PIPING SUPPORT INDEX
Pipe , ASME B36.19 , Plain End , ASTM A312 Grade TP304/TP304L , Seamless,SCH/THK S-10S
90 Degree Elbow , ASME B16.11 , Class 3000 , Socket Welded End , ASTM A182 Grade F 304/F 304L
SEE PIPING SUPPORT INDEX
SEE PIPING SUPPORT INDEX
SEE PIPING SUPPORT INDEX
SEE PIPING SUPPORT INDEX
SEE PIPING SUPPORT INDEX
Pipe , ASME B36.19 , Plain End , ASTM A312 Grade TP304/TP304L , Seamless,SCH/THK S-10S
Tee , ASME B16.11 , Class 3000 , Socket Welded End , ASTM A182 Grade F 304/F 304L
Plug Hexagonal Head , ASME B16.11 , Male Threaded End , ASTM A182 Grade F 304/F 304L
Coupling / Connector , ASME B16.11 , Class 3000 , Socket Welded End x Female Threaded End , ASTM A182 Grade F 304/F 304L
Globe Valve , AP SPEC-ENG-MS009 , Class 300 , Socket Welded End x Female Threaded End , Bolted Bonnet , Handwheel Operator , ASTM A351-CF8 , Bronze Topworks , Resilient Seat , Process Clean (B) acc. to 4WPI-SW70002 , Inside Screw with Rising Stem , Cryogenic Service
SEE INSTRUMENT SUMMARY
SEE PIPING SUPPORT INDEX
SEE PIPING SUPPORT INDEX
Pipe , ASME B36.19 , Plain End , ASTM A312 Grade TP304/TP304L , Seamless,SCH/THK S-10S
Nipple , ASME B36.19 , Plain End x Male Threaded End , ASTM A312 Grade TP304/TP304L , 4in Long , Seamless, SCH/THK S-80S
Union Head , MSS SP-83 , Class 3000 , Socket Welded End , ASTM A182 Grade F 304/F 304L , Metal to Metal seat with virgin PTFE seal ring
Union Tail , MSS SP-83 , Class 3000 , Socket Welded End , ASTM A182 Grade F 304/F 304L , Metal to Metal seat with virgin PTFE seal ring
90 Degree Elbow , ASME B16.11 , Class 3000 , Socket Welded End , ASTM A182 Grade F 304/F 304L
SEE PIPING SUPPORT INDEX
SEE PIPING SUPPORT INDEX
SEE PIPING SUPPORT INDEX
Pipe , ASME B36.10 , Beveled End , ASTM A106-B , Seamless, SCH/THK S-STD
Tee , ASME B16.9 , Beveled End , ASTM A234 Grade WPB , Type S, SCH/THK S-STD
Sockolet®, Reducing , MSS SP-97 , Class 3000 , Socket Welded End , ASTM A105N , -
Sockolet®, Reducing , MSS SP-97 , Class 3000 , Socket Welded End , ASTM A105N , -
Thredolet®, Reducing , MSS SP-97 , Class 3000 , Female Threaded End , ASTM A105N -
90 Degree Long Radius Elbow , ASME B16.9 , Beveled End , ASTM A234 Grade WPB , Type S, SCH/THK S-STD
Cap , ASME B16.9 , Beveled End , ASTM A234 Grade WPB , Type S, SCH/THK S-STD
Nipple , ASME B36.10 , Plain End , ASTM A106-B , 4in Long , Seamless, SCH/THK S-XS
Plug Hexagonal Head , ASME B16.11 , Male Threaded End , ASTM A105N
Gate Valve, Flexible Wedge , API 600 , Class 150 , Beveled End , Bolted Bonnet , Handwheel Operator , ASTM A216-WCB , API Trim 8 , Standard Clean (SC) acc. to 4WPI-SW70001, SCH/THK S-STD
Gate Valve, Flexible Wedge , API 600 , Class 150 , Beveled End , Bolted Bonnet , Handwheel Operator , ASTM A216-WCB , API Trim 8 , Standard Clean (SC) acc. to 4WPI-SW70001, SCH/THK S-STD
Globe Valve , API STD 602 , Class 800 , Socket Welded End x Female Threaded End , Bolted Bonnet , Handwheel Operator , ASTM A105N , API Trim 8 , Standard Clean (SC) acc. to 4WPI-SW70001
SEE PIPING SUPPORT INDEX
SEE PIPING SUPPORT INDEX
SEE PIPING SUPPORT INDEX
Pipe , ASME B36.10 , Beveled End , ASTM A106-B , Seamless, SCH/THK S-STD
Sockolet®, Reducing , MSS SP-97 , Class 3000 , Socket Welded End , ASTM A105N , -
90 Degree Long Radius Elbow , ASME B16.9 , Beveled End , ASTM A234 Grade WPB , Type S, SCH/THK S-STD
SEE PIPING SUPPORT INDEX
SEE PIPING SUPPORT INDEX
SEE PIPING SUPPORT INDEX
SEE PIPING SUPPORT INDEX
SEE PIPING SUPPORT INDEX
SEE PIPING SUPPORT INDEX
Pipe , ASME B36.10 , Beveled End , ASTM A106-B , Seamless, SCH/THK S-STD
Thredolet®, Reducing , MSS SP-97 , Class 3000 , Female Threaded End , ASTM A105N -
Sockolet®, Reducing , MSS SP-97 , Class 3000 , Socket Welded End , ASTM A105N , -
90 Degree Long Radius Elbow , ASME B16.9 , Beveled End , ASTM A234 Grade WPB , Type S, SCH/THK S-STD
Concentric Swage , MSS SP-95 , Beveled End x Plain End , ASTM A234 Grade WPB , Type S, SCH/THK S-STD
SEE PIPING SUPPORT INDEX
SEE PIPING SUPPORT INDEX
Pipe , ASME B36.10 , Beveled End , ASTM A106-B , Seamless, SCH/THK S-STD
Tee , ASME B16.9 , Beveled End , ASTM A234 Grade WPB , Type S, SCH/THK S-STD
Thredolet®, Reducing , MSS SP-97 , Class 3000 , Female Threaded End , ASTM A105N -
Cap , ASME B16.9 , Beveled End , ASTM A234 Grade WPB , Type S, SCH/THK S-STD
90 Degree Long Radius Elbow , ASME B16.9 , Beveled End , ASTM A234 Grade WPB , Type S, SCH/THK S-STD
SEE PIPING SUPPORT INDEX
SEE PIPING SUPPORT INDEX
SEE PIPING SUPPORT INDEX
SEE PIPING SUPPORT INDEX
SEE PIPING SUPPORT INDEX
SEE PIPING SUPPORT INDEX
Pipe , ASME B36.10 , Beveled End , ASTM A106-B , Seamless, SCH/THK S-STD
Pipe , ASME B36.19 , Beveled End , ASTM A312 Grade TP304/TP304L , Seamless, SCH/THK S-40S
90 Degree Long Radius Elbow , ASME B16.9 , Beveled End , ASTM A234 Grade WPB , Type S, SCH/THK S-STD
SEE PIPING SUPPORT INDEX
SEE PIPING SUPPORT INDEX
SEE PIPING SUPPORT INDEX
SEE PIPING SUPPORT INDEX
SEE PIPING SUPPORT INDEX
SEE PIPING SUPPORT INDEX
SEE PIPING SUPPORT INDEX
SEE PIPING SUPPORT INDEX
SEE PIPING SUPPORT INDEX
SEE PIPING SUPPORT INDEX
SEE PIPING SUPPORT INDEX
SEE PIPING SUPPORT INDEX
SEE PIPING SUPPORT INDEX
SEE PIPING SUPPORT INDEX
SEE PIPING SUPPORT INDEX
SEE PIPING SUPPORT INDEX
SEE PIPING SUPPORT INDEX
Pipe , ASME B36.10 , Plain End , ASTM A106-B , Seamless, SCH/THK S-STD
90 Degree Elbow , ASME B16.11 , Class 3000 , Socket Welded End , ASTM A105N , -
Coupling / Connector , ASME B16.11 , Class 3000 , Socket Welded End , ASTM A105N , -
Globe Valve , API STD 602 , Class 800 , Socket Weld End , Bolted Bonnet , Handwheel Operator , ASTM A105N , API 4WPI-SW70001
SEE PIPING SUPPORT INDEX
SEE PIPING SUPPORT INDEX
SEE PIPING SUPPORT INDEX
SEE PIPING SUPPORT INDEX
SEE PIPING SUPPORT INDEX
Pipe , ASME B36.10 , Plain End , ASTM A106-B , Seamless, SCH/THK S-STD
Tee , ASME B16.11 , Class 3000 , Socket Welded End , ASTM A105N , -
90 Degree Elbow , ASME B16.11 , Class 3000 , Socket Welded End , ASTM A105N , -
Coupling / Connector , ASME B16.11 , Class 3000 , Socket Welded End , ASTM A105N , -
Plug Hexagonal Head , ASME B16.11 , Male Threaded End , ASTM A105N
Swing Check Valve , API STD 602 , Class 800 , Socket Weld End , Bolted Cover , ASTM A105N , API Trim 8 , Standard Clean
Globe Valve , API STD 602 , Class 800 , Socket Welded End x Female Threaded End , Bolted Bonnet , Handwheel Operator , (SC) acc. to 4WPI-SW70001
Globe Valve , API STD 602 , Class 800 , Socket Welded End x Female Threaded End , Bolted Bonnet , Handwheel Operator , (SC) acc. to 4WPI-SW70001
SEE PIPING SUPPORT INDEX
SEE PIPING SUPPORT INDEX
SEE PIPING SUPPORT INDEX
SEE PIPING SUPPORT INDEX
SEE PIPING SUPPORT INDEX
SEE PIPING SUPPORT INDEX
SEE PIPING SUPPORT INDEX
Pipe , ASME B36.10 , Beveled End , ASTM A106-B , Seamless, SCH/THK S-STD
Tee , ASME B16.9 , Beveled End , ASTM A234 Grade WPB , Type S, SCH/THK S-STD
90 Degree Long Radius Elbow , ASME B16.9 , Beveled End , ASTM A234 Grade WPB , Type S, SCH/THK S-STD
SEE PIPING SUPPORT INDEX
SEE PIPING SUPPORT INDEX
SEE PIPING SUPPORT INDEX
SEE PIPING SUPPORT INDEX
Pipe , ASME B36.10 , Beveled End , ASTM A106-B , Seamless, SCH/THK S-STD
90 Degree Long Radius Elbow , ASME B16.9 , Beveled End , ASTM A234 Grade WPB , Type S, SCH/THK S-STD
SEE PIPING SUPPORT INDEX
SEE PIPING SUPPORT INDEX
SEE PIPING SUPPORT INDEX
Pipe , ASME B36.10 , Beveled End , ASTM A106-B , Seamless, SCH/THK S-STD
Tee , ASME B16.9 , Beveled End , ASTM A234 Grade WPB , Type S, SCH/THK S-STD
Cap , ASME B16.9 , Beveled End , ASTM A234 Grade WPB , Type S, SCH/THK S-STD
90 Degree Long Radius Elbow , ASME B16.9 , Beveled End , ASTM A234 Grade WPB , Type S, SCH/THK S-STD
SEE PIPING SUPPORT INDEX
SEE PIPING SUPPORT INDEX
SEE PIPING SUPPORT INDEX
SEE PIPING SUPPORT INDEX
SEE PIPING SUPPORT INDEX
SEE PIPING SUPPORT INDEX
SEE PIPING SUPPORT INDEX
SEE PIPING SUPPORT INDEX
SEE PIPING SUPPORT INDEX
SEE PIPING SUPPORT INDEX
Pipe , ASME B36.10 , Beveled End , ASTM A106-B , Seamless, SCH/THK S-STD
Pipe , ASME B36.19 , Beveled End , ASTM A312 Grade TP304/TP304L , Seamless, SCH/THK S-40S
90 Degree Long Radius Elbow , ASME B16.9 , Beveled End , ASTM A234 Grade WPB , Type S, SCH/THK S-STD
SEE PIPING SUPPORT INDEX
SEE PIPING SUPPORT INDEX
SEE PIPING SUPPORT INDEX
SEE PIPING SUPPORT INDEX
SEE PIPING SUPPORT INDEX
SEE PIPING SUPPORT INDEX
SEE PIPING SUPPORT INDEX
SEE PIPING SUPPORT INDEX
Pipe , ASME B36.10 , Beveled End , ASTM A106-B , Seamless, SCH/THK S-STD
Reducing Tee , ASME B16.9 , Beveled End , ASTM A234 Grade WPB , Type S, SCH/THK S-STD
Sockolet®, Reducing , MSS SP-97 , Class 3000 , Socket Welded End , ASTM A105N , -
Thredolet®, Reducing , MSS SP-97 , Class 3000 , Female Threaded End , ASTM A105N -
Sockolet®, Reducing , MSS SP-97 , Class 3000 , Socket Welded End , ASTM A105N , -
Cap , ASME B16.9 , Beveled End , ASTM A234 Grade WPB , Type S, SCH/THK S-STD
SEE PIPING SUPPORT INDEX
SEE PIPING SUPPORT INDEX
SEE PIPING SUPPORT INDEX
Pipe , ASME B36.10 , Beveled End , ASTM A106-B , Seamless, SCH/THK S-STD
Tee , ASME B16.9 , Beveled End , ASTM A234 Grade WPB , Type S, SCH/THK S-STD
90 Degree Long Radius Elbow , ASME B16.9 , Beveled End , ASTM A234 Grade WPB , Type S, SCH/THK S-STD
SEE PIPING SUPPORT INDEX
SEE PIPING SUPPORT INDEX
SEE PIPING SUPPORT INDEX
SEE PIPING SUPPORT INDEX
Pipe , ASME B36.10 , Beveled End , ASTM A106-B , Seamless, SCH/THK S-STD
Tee , ASME B16.9 , Beveled End , ASTM A234 Grade WPB , Type S, SCH/THK S-STD
90 Degree Long Radius Elbow , ASME B16.9 , Beveled End , ASTM A234 Grade WPB , Type S, SCH/THK S-STD
Cap , ASME B16.9 , Beveled End , ASTM A234 Grade WPB , Type S, SCH/THK S-STD
SEE PIPING SUPPORT INDEX
SEE PIPING SUPPORT INDEX
SEE PIPING SUPPORT INDEX
Pipe , ASME B36.10 , Beveled End , ASTM A106-B , Seamless, SCH/THK S-STD
90 Degree Long Radius Elbow , ASME B16.9 , Beveled End , ASTM A234 Grade WPB , Type S, SCH/THK S-STD
SEE PIPING SUPPORT INDEX
SEE PIPING SUPPORT INDEX
SEE PIPING SUPPORT INDEX
SEE PIPING SUPPORT INDEX
SEE PIPING SUPPORT INDEX
SEE PIPING SUPPORT INDEX
SEE PIPING SUPPORT INDEX
SEE PIPING SUPPORT INDEX
Pipe , ASME B36.10 , Beveled End , ASTM A106-B , Seamless, SCH/THK S-STD
Pipe , ASME B36.19 , Beveled End , ASTM A312 Grade TP304/TP304L , Seamless, SCH/THK S-40S
90 Degree Long Radius Elbow , ASME B16.9 , Beveled End , ASTM A234 Grade WPB , Type S, SCH/THK S-STD
SEE PIPING SUPPORT INDEX
SEE PIPING SUPPORT INDEX
SEE PIPING SUPPORT INDEX
SEE PIPING SUPPORT INDEX
SEE PIPING SUPPORT INDEX
SEE PIPING SUPPORT INDEX
SEE PIPING SUPPORT INDEX
SEE PIPING SUPPORT INDEX
Pipe , ASME B36.10 , Beveled End , ASTM A106-B , Seamless, SCH/THK S-STD
Reducing Tee , ASME B16.9 , Beveled End , ASTM A234 Grade WPB , Type S, SCH/THK S-STD
Sockolet®, Reducing , MSS SP-97 , Class 3000 , Socket Welded End , ASTM A105N , -
Thredolet®, Reducing , MSS SP-97 , Class 3000 , Female Threaded End , ASTM A105N -
Sockolet®, Reducing , MSS SP-97 , Class 3000 , Socket Welded End , ASTM A105N , -
Cap , ASME B16.9 , Beveled End , ASTM A234 Grade WPB , Type S, SCH/THK S-STD
SEE PIPING SUPPORT INDEX
SEE PIPING SUPPORT INDEX
SEE PIPING SUPPORT INDEX
Pipe , ASME B36.10 , Beveled End , ASTM A53-B , Electric Resistance Welded (Ej =0.85), SCH/THK S-STD
Sockolet®, Reducing , MSS SP-97 , Class 3000 , Socket Welded End , ASTM A105N , -
SEE PIPING SUPPORT INDEX
Pipe , ASME B36.10 , Plain End , ASTM A106-B , Seamless, SCH/THK S-STD
90 Degree Elbow , ASME B16.11 , Class 3000 , Socket Welded End , ASTM A105N , -
Coupling / Connector , ASME B16.11 , Class 3000 , Socket Welded End , ASTM A105N , -
Nipple , ASME B36.10 , Plain End x Male Threaded End , ASTM A106-B , 4in Long , Seamless, SCH/THK S-XS
Plug Hexagonal Head , ASME B16.11 , Male Threaded End , ASTM A105N
Slip-On Flange , ASME B16.5 , Class 150 , Raised-face flanged end , ASTM A105N ,-
Flat Gasket, Non-Metallic, Solid , ASME B16.21 , Class 150 , Raised-face flangedend , Compressed non-asbestos sheet orfiber , 1.6 mm (0.063 in) Thick
Stud Bolt (IN-MM) - , ASTM A193 Grade B7 , Studs - 90 mm Length
Hexagonal Head Nut , ASME B18.2.2 Heavy Hex , ASTM A563 Grade A
Ball Valve , Generic manufacturer , 600 psig , Female Threaded End , Two Piece Floating Ball , Lever Operator , Bronze PTFE Packing , PTFE Seat , Standard Clean (SC) acc. to 4WPI-SW70001
SEE PIPING SUPPORT INDEX
SEE PIPING SUPPORT INDEX
SEE PIPING SUPPORT INDEX
SEE PIPING SUPPORT INDEX
SEE PIPING SUPPORT INDEX
SEE PIPING SUPPORT INDEX
Pipe , ASME B36.10 , Beveled End , ASTM A53-B , Electric Resistance Welded (Ej =0.85), SCH/THK S-STD
Pipe , ASME B36.10 , Beveled End , ASTM A53-B , Electric Resistance Welded (Ej =0.85), SCH/THK S-STD
Reducing Tee , ASME B16.9 , Beveled End , ASTM A234 Grade WPB , Type W, SCH/THK S-STD
90 Degree Long Radius Elbow , ASME B16.9 , Beveled End , ASTM A234 Grade WPB , Type W, SCH/THK S-STD
Slip-On Flange , ASME B16.5 , Class 150 , Flat-face flanged end , ASTM A105N ,-
Butterfly Valve, Wafer Type , API 609 Category A , 150 psig , Flat Face w/Integral Gaskets , Lever Operator , , Nylon Coated Disc , EPDM Sleeve , Stainless Steel Stem , Standard Clean (SC) acc. to 4WPI-SW70001
SEE PIPING SUPPORT INDEX
SEE PIPING SUPPORT INDEX
SEE PIPING SUPPORT INDEX
SEE PIPING SUPPORT INDEX
SEE PIPING SUPPORT INDEX
Pipe , ASME B36.10 , Beveled End , ASTM A53-B , Electric Resistance Welded (Ej =0.85), SCH/THK S-STD
Pipe , ASME B36.10 , Beveled End , ASTM A53-B , Electric Resistance Welded (Ej =0.85), SCH/THK S-STD
Reducing Tee , ASME B16.9 , Beveled End , ASTM A234 Grade WPB , Type W, SCH/THK S-STD
Concentric Reducer , ASME B16.9 , Beveled End , ASTM A234 Grade WPB , Type W, SCH/THK S-STD
Sockolet®, Reducing , MSS SP-97 , Class 3000 , Socket Welded End , ASTM A105N , -
90 Degree Long Radius Elbow , ASME B16.9 , Beveled End , ASTM A234 Grade WPB , Type W, SCH/THK S-STD
Weld Neck Flange , ASME B16.5 , Class 150 , Raised-face flanged end , ASTM A105N ,-, SCH/THK S-STD
Nipple , ASME B36.10 , Plain End x Male Threaded End , ASTM A106-B , 3in Long , Seamless, SCH/THK S-XS
Plug Hexagonal Head , ASME B16.11 , Male Threaded End , ASTM A105N
Slip-On Flange , ASME B16.5 , Class 150 , Flat-face flanged end , ASTM A105N ,-
Slip-On Flange , ASME B16.5 , Class 150 , Flat-face flanged end , ASTM A105N ,-
Blind Flange , ASME B16.5 , Class 150 , Flat-face flanged end , ASTM A105N ,-
Flat Gasket, Non-Metallic, Solid , ASME B16.21 , Class 150 , Flat-face flangedend , Compressed non-asbestos sheet orfiber , 1.6 mm (0.063 in) Thick
Flat Gasket, Non-Metallic, Solid , ASME B16.21 , Class 150 , Raised-face flangedend , Compressed non-asbestos sheet orfiber , 1.6 mm (0.063 in) Thick
Flat Gasket, Non-Metallic, Solid , ASME B16.21 , Class 150 , Flat-face flangedend , Compressed non-asbestos sheet orfiber , 1.6 mm (0.063 in) Thick
Stud Bolt (IN-MM) - , ASTM A193 Grade B7 , Studs - 110 mm Length
Hexagonal Head Nut , ASME B18.2.2 Heavy Hex , ASTM A563 Grade A
Stud Bolt (IN-MM) - , ASTM A193 Grade B7 , Studs - 160 mm Length
Stud Bolt (IN-MM) - , ASTM A193 Grade B7 , Studs - 150 mm Length
Hexagonal Head Nut , ASME B18.2.2 Heavy Hex , ASTM A563 Grade A
Stud Bolt (IN-MM) - , ASTM A193 Grade B7 , Studs - 100 mm Length
Butterfly Valve, Wafer Type , API 609 Category A , 150 psig , Flat Face w/Integral Gaskets , Manual gear Grade 65-45-12 , Nylon Coated Disc , EPDM Sleeve , Stainless Steel Stem , Standard Clean (SC) acc. to 4WPI-SW70001
Butterfly Valve, Wafer Type , API 609 Category A , 150 psig , Flat Face w/Integral Gaskets , Lever Operator , , Nylon Coated Disc , EPDM Sleeve , Stainless Steel Stem , Standard Clean (SC) acc. to 4WPI-SW70001
Ball Valve , Generic manufacturer , 600 psig , Female Threaded End , Two Piece Floating Ball , Lever Operator , Bronze PTFE Packing , PTFE Seat , Standard Clean (SC) acc. to 4WPI-SW70001
INSTRUMENTS
SEE PIPING SUPPORT INDEX
SEE PIPING SUPPORT INDEX
SEE PIPING SUPPORT INDEX
SEE PIPING SUPPORT INDEX
Pipe , ASME B36.19 , Plain End , ASTM A312 Grade TP304/TP304L , Seamless,SCH/THK S-10S
Nipple , ASME B36.19 , Plain End x Male Threaded End , ASTM A312 Grade TP304/TP304L , 6in Long , Seamless, SCH/THK S-80S
Union Head , MSS SP-83 , Class 3000 , Socket Welded End , ASTM A182 Grade F 304/F 304L , Metal to Metal seat with virgin PTFE seal ring
Union Tail , MSS SP-83 , Class 3000 , Socket Welded End , ASTM A182 Grade F 304/F 304L , Metal to Metal seat with virgin PTFE seal ring
90 Degree Elbow , ASME B16.11 , Class 3000 , Socket Welded End , ASTM A182 Grade F 304/F 304L
SEE PIPING SUPPORT INDEX
Pipe , ASME B36.19 , Plain End , ASTM A312 Grade TP304/TP304L , Seamless,SCH/THK S-10S
Nipple , ASME B36.19 , Plain End , ASTM A312 Grade TP304/TP304L , 4in Long , Seamless, SCH/THK S-80S
Union Head , MSS SP-83 , Class 3000 , Socket Welded End , ASTM A182 Grade F 304/F 304L , Metal to Metal seat with virgin PTFE seal ring
Union Tail , MSS SP-83 , Class 3000 , Socket Welded End , ASTM A182 Grade F 304/F 304L , Metal to Metal seat with virgin PTFE seal ring
90 Degree Elbow , ASME B16.11 , Class 3000 , Socket Welded End , ASTM A182 Grade F 304/F 304L
SEE PIPING SUPPORT INDEX
SEE PIPING SUPPORT INDEX
SEE PIPING SUPPORT INDEX
Pipe , ASME B36.19 , Plain End , ASTM A312 Grade TP304/TP304L , Seamless,SCH/THK S-10S
Nipple , ASME B36.19 , Plain End , ASTM A312 Grade TP304/TP304L , 4in Long , Seamless, SCH/THK S-80S
Union Head , MSS SP-83 , Class 3000 , Socket Welded End , ASTM A182 Grade F 304/F 304L , Metal to Metal seat with virgin PTFE seal ring
Union Tail , MSS SP-83 , Class 3000 , Socket Welded End , ASTM A182 Grade F 304/F 304L , Metal to Metal seat with virgin PTFE seal ring
90 Degree Elbow , ASME B16.11 , Class 3000 , Socket Welded End , ASTM A182 Grade F 304/F 304L
SEE PIPING SUPPORT INDEX
Pipe , ASME B36.19 , Beveled End , ASTM A312 Grade TP304/TP304L , Seamless,SCH/THK S-10S
Tee , ASME B16.9 , Beveled End , ASTM A403 Grade WP304/WP304L , Type S, SCH/THK S-10S
90 Degree Long Radius Elbow , ASME B16.9 , Beveled End , ASTM A403 Grade WP304/WP304L , Type S, SCH/THK S-10S
SEE PIPING SUPPORT INDEX
SEE PIPING SUPPORT INDEX
SEE PIPING SUPPORT INDEX
SEE PIPING SUPPORT INDEX
SEE PIPING SUPPORT INDEX
SEE PIPING SUPPORT INDEX
SEE PIPING SUPPORT INDEX
SEE PIPING SUPPORT INDEX
SEE PIPING SUPPORT INDEX
SEE PIPING SUPPORT INDEX
SEE PIPING SUPPORT INDEX
Pipe , ASME B36.19 , Beveled End , ASTM A312 Grade TP304/TP304L , Seamless,SCH/THK S-10S
Tee , ASME B16.9 , Beveled End , ASTM A403 Grade WP304/WP304L , Type S, SCH/THK S-10S
90 Degree Long Radius Elbow , ASME B16.9 , Beveled End , ASTM A403 Grade WP304/WP304L , Type S, SCH/THK S-10S
Weld Neck Flange , ASME B16.5 , Class 150 , Raised-face flanged end , ASTM A182 Grade F 304/F 304L ,-, SCH/THK S-10S
SEE PIPING SUPPORT INDEX
Blind Flange , ASME B16.5 , Class 150 , Raised-face flanged end , ASTM A182 Grade F 304/F 304L
Spiral Wound Gasket , ASME B16.20, for ASME B16.5 Flanges , Class 150 , 304stainless steel (18 Cr-8 Ni) ,w/flexible graphite filler , w/304 SSinner ring and CS outer ring , Lowstress
Stud Bolt (IN-MM) - , ASTM A193 Grade B8, Class 2 , Studs - 95 mm Length
Hexagonal Head Nut , ASME B18.2.2 Heavy Hex , ASTM A194 Grade 8
Gate Valve, Flexible Wedge , API 600 , Class 150 , Beveled End , Bolted Bonnet , Handwheel Operator , ASTM A351-CF3M , API Trim 12 , Standard Clean (SC) acc. to 4WPI-SW70001, SCH/THK S-10S
SEE PIPING SUPPORT INDEX
SEE PIPING SUPPORT INDEX
SEE PIPING SUPPORT INDEX
SEE PIPING SUPPORT INDEX
SEE PIPING SUPPORT INDEX
SEE PIPING SUPPORT INDEX
Pipe , ASME B36.19 , Beveled End , ASTM A312 Grade TP304/TP304L , Seamless,SCH/THK S-10S
Tee , ASME B16.9 , Beveled End , ASTM A403 Grade WP304/WP304L , Type S, SCH/THK S-10S
90 Degree Long Radius Elbow , ASME B16.9 , Beveled End , ASTM A403 Grade WP304/WP304L , Type S, SCH/THK S-10S
SEE PIPING SUPPORT INDEX
SEE PIPING SUPPORT INDEX
SEE PIPING SUPPORT INDEX
SEE PIPING SUPPORT INDEX
SEE PIPING SUPPORT INDEX
SEE PIPING SUPPORT INDEX
SEE PIPING SUPPORT INDEX
SEE PIPING SUPPORT INDEX
SEE PIPING SUPPORT INDEX
SEE PIPING SUPPORT INDEX
SEE PIPING SUPPORT INDEX
Pipe , ASME B36.19 , Beveled End , ASTM A312 Grade TP304/TP304L , Seamless,SCH/THK S-10S
Sockolet®, Reducing , MSS SP-97 , Class 3000 , Socket Welded End , ASTM A182 Grade F 304/F 304L
90 Degree Long Radius Elbow , ASME B16.9 , Beveled End , ASTM A403 Grade WP304/WP304L , Type S, SCH/THK S-10S
Weld Neck Flange , ASME B16.5 , Class 150 , Raised-face flanged end , ASTM A182 Grade F 304/F 304L ,-, SCH/THK S-10S
Pipe , ASME B36.19 , Plain End , ASTM A312 Grade TP304/TP304L , Seamless,SCH/THK S-10S
Plug Hexagonal Head , ASME B16.11 , Male Threaded End , ASTM A182 Grade F 304/F 304L
Blind Flange , ASME B16.5 , Class 150 , Raised-face flanged end , ASTM A182 Grade F 304/F 304L
Spiral Wound Gasket , ASME B16.20, for ASME B16.5 Flanges , Class 150 , 304stainless steel (18 Cr-8 Ni) ,w/flexible graphite filler , w/304 SSinner ring and CS outer ring , Lowstress
Stud Bolt (IN-MM) - , ASTM A193 Grade B8, Class 2 , Studs - 95 mm Length
Hexagonal Head Nut , ASME B18.2.2 Heavy Hex , ASTM A194 Grade 8
Gate Valve, Flexible Wedge , API 600 , Class 150 , Beveled End , Bolted Bonnet , Handwheel Operator , ASTM A351-CF3M , API Trim 12 , Standard Clean (SC) acc. to 4WPI-SW70001, SCH/THK S-10S
Globe Valve , API STD 602 , Class 800 , Socket Welded End x Female Threaded End , Bolted Bonnet , Handwheel Operator , ASTM A182 Grade F 316/F 316L , API Trim 12 , Standard Clean (SC) acc. to 4WPI-SW70001
SEE PIPING SUPPORT INDEX
SEE PIPING SUPPORT INDEX
SEE PIPING SUPPORT INDEX
SEE PIPING SUPPORT INDEX

## 5456
SEE PIPING SUPPORT INDEX | 1568 | 查看管道支撑索引 | SEE PIPING SUPPORT INDEX | 查看管道支撑索引
Beveled End | 798 | 倒角端 | Beveled End | 倒角端
Seamless | 679 | 无缝的 | Seamless | 无缝的
Pipe | 664 | 管 | Pipe | 管
Socket Welded End | 633 | 套筒焊接端 | Socket Welded End | 套筒焊接端
Class 3000 | 605 | 3000级 | Class 3000 | 3000级
ASME B16.11 | 555 | ASME B16.11标准 | ASME B16.11 | ASME B16.11标准
SCH/THK S-10S | 554 | 標準厚度10S(白鐵) | SCH/THK ≤ S | 10S | 调度/厚度 ≤ S | 10S
SCH/THK S-STD | 553 | 標準厚度STD 近似於SCH40 | SCH/THK ≤ S | STD | 调度/厚度 ≤ S | STD
ASTM A105N | 514 | ASTM A105N标准 | ASTM A105N | ASTM A105N标准
- | 489 | - | ...
ASME B36.19 | 457 | ASME B36.19标准 | ASME B36.19 | ASME B36.19标准
Plain End | 428 | 平端 | Plain End | 平端
ASME B16.9 | 414 | ASME B16.9标准 | ASME B16.9 | ASME B16.9标准
Class 150 | 413 | 150级 | Class 150 | 150级
ASTM A312 Grade TP304/TP304L | 408 | ASTM A312等级F 304/F 304L | ...
ASME B36.10 | 364 | ASME B36.10标准 | ASME B36.10 | ASME B36.10标准
ASTM A106-B | 309 | ASTM 黑鐵A106 | ASTM A106 | B | ASTM A106 | B标准
Type S | 306 | S型 | Type S | S型
Handwheel Operator | 254 | 手轮操作 | Handwheel Operator | 手轮操作
Bolted Bonnet | 248 | 螺栓连接的盖子 | Bolted Bonnet | 螺栓连接的盖子
Raised-face flanged end | 243 | 凸面法蘭 | Raised | face flanged end | 凸面法兰端
ASME B16.5 | 238 | ASME B16.5标准 | ASME B16.5 | ASME B16.5标准
90 Degree Long Radius Elbow | 227 | 90度长半径弯头 | 90 Degree Long Radius Elbow | 90度长半径弯头
Stud Bolt (IN-MM) - | 226 | #N/A | Stud Bolt (IN | MM) | 螺柱螺栓 (单位: 毫米)
90 Degree Elbow | 212 | 90度弯头 | 90 Degree Elbow | 90度弯头
Globe Valve | 206 | 截止阀 | Globe Valve | 截止阀
ASTM A234 Grade WPB | 197 | #N/A | ...
Hexagonal Head Nut | 194 | #N/A | Spiral Wound Gasket | 螺旋缠绕垫片
Spiral Wound Gasket | 181 | 螺旋缠绕垫片 | ASME B16.20 | ASME B16.20标准
ASME B16.20 | 181 | ASME B16.20标准 | ...
for ASME B16.5 Flanges | 181 | #N/A | ASTM A182Grade F 304/F 304L | ASTM A182等级F 304/F 304L
w/flexible graphite filler | 181 | #N/A | Reducing | 减少的
304stainless steel (18 Cr-8 Ni) | 178 | #N/A | Nipple | 管接头
MSS SP-97 | 173 | #N/A | Weld Neck Flange | 焊接颈法兰
Class 800 | 169 | #N/A | Class 300 | 300级
ASTM A182Grade F 304/F 304L | 169 | ASTM A182等级F 304/F 304L | ...
Reducing | 166 | 减少的 | API Trim 12 | API修剪12
Nipple | 156 | 管接头 | Socket Weld End | 套筒焊接端
Weld Neck Flange | 154 | 焊接颈法兰 | Coupling / Connector | 连接器/接头
Class 300 | 154 | 300级 | Class 3000 | 3000级
ASME B18.2.2 Heavy Hex | 149 | #N/A | ASTM A193 Grade B7 | ASTM A193 B7等级
API STD 602 | 148 | #N/A | ...
ASTM A403 GradeWP304/WP304L | 137 | #N/A | Gate Valve | 闸阀
Class 2 | 137 | #N/A | ...
Lowstress | 136 | #N/A | Process Clean (B) acc. to 4WPI | SWTW002 | 按4WPI | SWTW002的过程清洁(B)
ASTMA182 Grade F 304/F 304L | 134 | #N/A | Metal to Metal seat with virgin PTFE seal ring | 金属到金属座椅，带原始PTFE密封环
Type W | 130 | #N/A | Class 150 | 150级
SockoletR | 124 | #N/A | Compressed non | asbestos sheet or fiber | 压缩非石棉片或纤维
4in Long | 122 | #N/A | ...
ASTM A194 Grade 8 | 121 | #N/A
SCH/THKS-10S | 119 | #N/A
ASTM A193 Grade B8 | 118 | #N/A
w/304 SSinner ring and 304 SS outer ring | 111 | #N/A
SEE INSTRUMENT SUMMARY | 110 | #N/A
Tee | 108 | #N/A | Stud Bolt (IN-MM) - | 螺柱螺栓（以毫米計）
Plug Hexagonal Head | 107 | #N/A | ASTM A234 Grade WPB | ASTM A234 WPB 等級
ASTM A182 Grade F 304/F304L | 107 | #N/A | Hexagonal Head Nut | 六角頭螺母
API Trim 8 | 106 | #N/A | for ASME B16.5 Flanges | 用於 ASME B16.5 法蘭
Socket Weld End | 106 | 套筒焊接端 | w/flexible graphite filler | 帶有柔性石墨填充材料
MSS SP-83 | 104 | #N/A | 304stainless steel (18 Cr8 Ni) | 304 不銹鋼 (18 鉻8 鎳)
ASTM A403 Grade WP304/WP304L | 103 | #N/A | MSS SP97 | MSS SP97 標準
Coupling / Connector | 91 | 连接器/接头 | Class 800 | 800 級
Class 3000 | 91 | 3000级 | ASME B18.2.2 Heavy Hex | ASME B18.2.2 重型六角
ASTM A193 Grade B7 | 89 | ASTM A193 B7等级 | API STD 602 | API 標準 602
Socket Welded End x Female Threaded End | 89 | #N/A | ASTM A403 GradeWP304/WP304L | ASTM A403 WP304/WP304L 等級
Oxygen Clean (AA) acc. to4WPI-SW70003 | 86 | #N/A | Class 2 | 2 級
Gate Valve | 85 | 闸阀 | Lowstress | 低應力
Male Threaded End | 84 | #N/A | ASTMA182 Grade F 304/F 304L | ASTMA182 F 304/F 304L 等級
ElectricFusion Welded | 83 | #N/A | Type W | W 型
(Ej = 0.80) | 83 | #N/A | SockoletR | SockoletR
Standard Clean (SC) acc. to 4WPI-SW70001 | 81 | #N/A | 4in Long | 4 英寸長
Reducing Tee | 81 | #N/A | ASTM A194 Grade 8 | ASTM A194 8 等級
ASTM A182 Grade F304/F 304L | 81 | #N/A | SCH/THKS | 標準厚度10S(白鐵)
Process Clean (B) acc. to4WPI-SW70002 | 79 | #N/A | ASTM A193 Grade B8 | ASTM A193 B8 等級
SCH/THK S-80S | 79 | #N/A | w/304 SSinner ring and 304 SS outer ring | 帶有 304 SS 內環和 304 SS 外環
API Trim 12 | 79 | API修剪12 | SEE INSTRUMENT SUMMARY | 參見儀器摘要
Socket Welded End x FemaleThreaded End | 77 | #N/A | Tee | 三通管件
Plain End x Male Threaded End | 75 | #N/A | Plug Hexagonal Head | 六角頭塞
ASTMA105N | 74 | #N/A | ASTM A182 Grade F 304/F304L | ASTM A182 F 304/F304L 等級
SCH/THK S-40S | 74 | #N/A | API Trim 8 | API Trim 8
w/304 SSinner ring and CS outer ring | 70 | #N/A | MSS SP83 | MSS SP83 標準
AP SPEC-ENG-MS009 | 70 | #N/A | ASTM A403 Grade WP304/WP304L | ASTM A403 WP304/WP304L 等級
SCH/THK S-XS | 69 | #N/A | Socket Welded End x Female Threaded End | 女螺紋端 x 插座焊接端
ASTM A182 Grade F 304/F 304L | 64 | #N/A | Oxygen Clean (AA) acc. to4WPI SW70003 | 根據 4WPI SW70003 的氧清潔 (AA) | 根據 4WPI | SW70003 的氧清潔 (AA)
Oxygen Clean (AA) acc. to 4WPI-SW70003 | 57 | #N/A | Male Threaded End | 男螺紋端
ASTM A182 Grade F 316/F 316L | 57 | #N/A | ElectricFusion Welded | 電弧熔接焊接
Socket Weld Flange | 56 | #N/A | (Ej = 0.80) | (Ej = 0.80)
Female Threaded End | 55 | #N/A | Standard Clean (SC) acc. to 4WPI SW70001 | 根據 4WPI SW70001 的標準清潔 (SC) | 根據 4WPI | SW70001 的標準清潔 (SC)
Flexible Wedge | 52 | #N/A | Reducing Tee | 減小型三通管件
Union Head | 52 | #N/A | ASTM A182 Grade F304/F 304L | ASTM A182 F304/F 304L 等級
Union Tail | 52 | #N/A | Process Clean (B) acc. to4WPI | SW70002 | 根據 4WPI | SW70002 的流程清潔 (B)
Integral Seat | 52 | #N/A | SCH/THK S | 80S | SCH/THK S | 80S 表
Concentric Reducer | 51 | #N/A | Socket Welded End x FemaleThreaded End | 女螺紋端 x 插座焊接端
API 600 | 51 | #N/A | Plain End x Male Threaded End | 平頭端 x 男螺紋端
StandardClean (SC) acc. to 4WPI-SW70001 | 49 | #N/A | ASTMA105N | ASTMA105N
API Trim12 | 49 | #N/A | SCH/THK S | 40S | SCH/THK S | 40S 表
ASTM A194 Grade 2H | 48 | #N/A | w/304 SSinner ring and CS outer ring | 帶有 304 SS 內環和碳鋼外環
Generic manufacturer | 46 | #N/A | AP SPEC | ENG | MS009 | AP SPEC | ENG | MS009 規範
MSS SP-95 | 46 | #N/A | SCH/THK S | XS | SCH/THK S | XS 表
Resilient Seat | 46 | #N/A | ASTM A182 Grade F 304/F 304L | ASTM A182 F 304/F 304L 等級
Flat Gasket | 40 | #N/A | Oxygen Clean (AA) acc. to 4WPI | SW70003 | 根據 4WPI | SW70003 的氧清
Non-Metallic | 40 | #N/A
Solid | 40 | #N/A
ASME B16.21 | 40 | #N/A
ASTM A351-CF8 | 40 | #N/A
ASTM A53-B | 39 | #N/A
Electric Resistance Welded (Ej =0.85) | 39 | #N/A
ASTM A351-CF3M | 39 | #N/A
SCH/THKS-40S | 38 | #N/A
ProcessClean (B) acc. to 4WPI-SW70002 | 38 | #N/A
Metal to Metal seat withvirgin PTFE seal ring | 38 | #N/A
Class 150 | 38 | 150级
Compressed non-asbestos sheet orfiber | 37 | #N/A
1.6 mm (0.063 in) Thick | 37 | #N/A
ASTM A312 GradeTP304/TP304L | 37 | #N/A
Cap | 36 | #N/A

## 工作表2
DESCRIPTION | Butterfly Valve
Butterfly Valve, Wafer Type , API 609 Category A , 150 psig , Flat Facew/Integral Gaskets , Manual gearoperator , ASTM A126 Grade B or A536Grade 65-45-12 , Nylon Coated Disc ,EPDM Sleeve , Stainless Steel Stem ,Standard Clean (SC) acc. to 4WPI-SW70001 | Ball Valve
Ball Valve , Generic manufacturer , 600 psig , Female Threaded End , Two PieceFloating Ball , Lever Operator , Bronzeor Brass Body , Bronze or Bronze Trim ,PTFE Packing , PTFE Seat , StandardClean (SC) acc. to 4WPI-SW70001 | Gate Valve
Butterfly Valve, Wafer Type , API 609 Category A , 150 psig , Flat Facew/Integral Gaskets , Lever Operator ,ASTM A126 Grade B or A536 Grade 65-45-12, Nylon Coated Disc , EPDM Sleeve ,Stainless Steel Stem , Standard Clean(SC) acc. to 4WPI-SW70001 | Dual Plate Check Valve
Gate Valve, Flexible Wedge , API 600 , Class 150 , Beveled End , Bolted Bonnet, Handwheel Operator , ASTM A216-WCB ,API Trim 8 , Standard Clean (SC) acc. to4WPI-SW70001, SCH/THK S-STD | Globe Valve
Dual Plate Check Valve , API 594 , Class 150 , Raised-face thru-bolted endwithout bolt holes , Wafer , ASTMA216-WCB , API Trim 8 , Standard Clean(SC) acc. to 4WPI-SW70001 | Needle Valve
Gate Valve, Solid Wedge , API 602 , Class 800 , Socket Weld End , BoltedBonnet , Handwheel Operator , ASTM A105N, API Trim 8 , Standard Clean (SC) acc.to 4WPI-SW70001 | Swing Check Valve
Gate Valve, Solid Wedge , API 602 ,Class 800 , Socket Weld End , BoltedBonnet , Handwheel Operator , ASTM A105N, API Trim 8 , Standard Clean (SC) acc.to 4WPI-SW70001 | Butterfly Valve Short Pattern
Globe Valve , AP SPEC-ENG-MS009 , Class 300 , Socket Weld End , Extended BoltedBonnet , Handwheel Operator , ASTMA351-CF8 , Bronze Topworks , ResilientSeat , Process Clean (B) acc. to4WPI-SW70002 , Inside Screw with RisingStem , Cryogenic Service
Needle Valve , Generic manufacturer , 6000 psig , Socket Welded End x FemaleThreaded End , Union Bonnet , T-handle,short , 316L stainless steel , PTFEPacking , Oxygen Clean (AA) acc. to4WPI-SW70003
Globe Valve , AP SPEC-ENG-MS009 , Class 300 , Socket Welded End x FemaleThreaded End , Bolted Bonnet , HandwheelOperator , ASTM A351-CF8 , BronzeTopworks , Resilient Seat , ProcessClean (B) acc. to 4WPI-SW70002 , InsideScrew with Rising Stem , CryogenicService
Gate Valve, Solid Wedge , API 602 , Class 800 , Socket Welded End x FemaleThreaded End , Bolted Bonnet , HandwheelOperator , ASTM A182 Grade F 316/F 316L, API Trim 12 , Process Clean (B) acc.to 4WPI-SW70002
Swing Check Valve , API STD 602 , Class 800 , Socket Weld End , Bolted Cover ,ASTM A182 Grade F 316/F 316L , API Trim12 , Process Clean (B) acc. to4WPI-SW70002
Globe Valve , API STD 602 , Class 800 , Socket Weld End , Bolted Bonnet ,Handwheel Operator , ASTM A105N , APITrim 8 , Standard Clean (SC) acc. to4WPI-SW70001
Globe Valve , ASME B16.34, API STD 600 Wall Thickness , Class 150 , Beveled End, Bolted Bonnet , Handwheel Operator ,ASTM A351-CF3M , API Trim 12 , StandardClean (SC) acc. to 4WPI-SW70001, SCH/THKS-10S
Globe Valve , API STD 602 , Class 800 , Socket Welded End x Female Threaded End, Bolted Bonnet , Handwheel Operator ,ASTM A182 Grade F 316/F 316L , API Trim12 , Standard Clean (SC) acc. to4WPI-SW70001
Globe Valve , API STD 602 , Class 800 , Socket Weld End , Bolted Bonnet ,Handwheel Operator , ASTM A182 Grade F316/F 316L , API Trim 12 , StandardClean (SC) acc. to 4WPI-SW70001
Gate Valve, Flexible Wedge , API 600 , Class 150 , Beveled End , Bolted Bonnet, Handwheel Operator , ASTM A351-CF3M ,API Trim 12 , Standard Clean (SC) acc.to 4WPI-SW70001, SCH/THK S-10S
Gate Valve, Flexible Wedge , API 600 , Class 150 , Beveled End , Bolted Bonnet, Handwheel Operator , ASTM A351-CF3M ,API Trim 12 , Process Clean (B) acc. to4WPI-SW70002, SCH/THK S-10S
Globe Valve , API STD 602 , Class 800 , Socket Welded End x Female Threaded End, Bolted Bonnet , Handwheel Operator ,ASTM A182 Grade F 316/F 316L , API Trim12 , Process Clean (B) acc. to4WPI-SW70002
Globe Valve , API STD 602 , Class 800 , Socket Weld End , Bolted Bonnet ,Handwheel Operator , ASTM A182 Grade F316/F 316L , API Trim 12 , Process Clean(B) acc. to 4WPI-SW70002
Globe Valve , ASME B16.34, API STD 600 Wall Thickness , Class 150 , Beveled End, Bolted Bonnet , Handwheel Operator ,ASTM A351-CF3M , API Trim 12 , ProcessClean (B) acc. to 4WPI-SW70002, SCH/THKS-10S
Globe Valve , API STD 602 , Class 800 ,Socket Weld End , Bolted Bonnet ,Handwheel Operator , ASTM A182 Grade F316/F 316L , API Trim 12 , StandardClean (SC) acc. to 4WPI-SW70001
Swing Check Valve , API STD 602 , Class 800 , Socket Weld End , Bolted Cover ,ASTM A105N , API Trim 8 , Standard Clean(SC) acc. to 4WPI-SW70001
Gate Valve, Solid Wedge , API 602 , Class 800 , Socket Welded End x FemaleThreaded End , Bolted Bonnet , HandwheelOperator , ASTM A182 Grade F 316/F 316L, API Trim 12 , Standard Clean (SC) acc.to 4WPI-SW70001
Ball Valve , Generic manufacturer , 600psig , Female Threaded End , Two PieceFloating Ball , Lever Operator , Bronzeor Brass Body , Bronze or Bronze Trim ,PTFE Packing , PTFE Seat , StandardClean (SC) acc. to 4WPI-SW70001
Butterfly Valve, Wafer Type , API 609 Category B , Class 150 , Raised-facethru-bolted end without bolt holes ,Manual gear operator , ASTM A351-CF8M ,316 SS Disk , RPTFE Seat , StainlessSteel Type 17-4 PH Shaft , Process Clean(B) acc. to 4WPI-SW70002
Globe Valve , AP SPEC-ENG-MS009 , Class 300 , Beveled End , Extended BoltedBonnet , Handwheel Operator , ASTMA351-CF8 , Bronze Topworks , ResilientSeat , Process Clean (B) acc. to4WPI-SW70002 , Inside Screw with RisingStem , Cryogenic Service, SCH/THK S-10S
Globe Valve , AP SPEC-ENG-MS009 , Class 15 , Socket Welded End x FemaleThreaded End , Bolted Bonnet , HandwheelOperator , ASTM A351-CF8 , BronzeTopworks , Resilient Seat , ProcessClean (B) acc. to 4WPI-SW70002 , InsideScrew with Rising Stem , CryogenicService
Globe Valve , AP SPEC-ENG-MS009 , Class 300 , Beveled End , Extended Bonnet ,Handwheel Operator , ASTM A351-CF8 ,Bellows Stem Seal , Resilient Seat ,Oxygen Clean (AA) acc. to 4WPI-SW70003 ,Inside Screw with Rising Stem ,Cryogenic Oxygen Service, SCH/THK S-10S
Globe Valve , AP SPEC-ENG-MS009 , Class 300 , Socket Weld End , Extended Bonnet, Handwheel Operator , ASTM A351-CF8 ,Bellows Stem Seal , Resilient Seat ,Oxygen Clean (AA) acc. to 4WPI-SW70003 ,Inside Screw with Rising Stem ,Cryogenic Oxygen Service
Globe Valve , AP SPEC-ENG-MS009 , Class 300 , Socket Welded End x FemaleThreaded End , Bolted Bonnet , HandwheelOperator , ASTM A351-CF8 , StainlessSteel Topworks + Trim , Resilient Seat ,Oxygen Clean (AA) acc. to 4WPI-SW70003 ,Inside Screw with Rising Stem ,Cryogenic Oxygen Service
Butterfly Valve, Wafer Type , API 609 Category B , Class 150 , Raised-facethru-bolted end without bolt holes ,Manual gear operator , ASTM A351-CF8M ,316 SS Disk , RPTFE Seat , PTFE Gasketand Seals , Stainless Steel Type 17-4 PHShaft , Oxygen Clean (AA) acc. to4WPI-SW70003 , Oxygen Service
Globe Valve , AP SPEC-ENG-MS009 , Class 150 , Beveled End , Extended BoltedBonnet , Handwheel Operator , ASTMA351-CF3M , Resilient Seat , ProcessClean (B) acc. to 4WPI-SW70002 ,Cryogenic Service, SCH/THK S-10S
Butterfly Valve, Wafer Type , API 609 Category B , Class 150 , Raised-facethru-bolted end without bolt holes ,Manual gear operator , ASTM A216-WCB ,Stainless Steel Type 304 or 316 Disk ,RPTFE Seat , Stainless Steel Type 17-4PH Shaft , Process Clean (B) acc. to4WPI-SW70002
Globe Valve , API STD 602 , Class 800 , Socket Welded End x Female Threaded End, Bolted Bonnet , Handwheel Operator ,ASTM A105N , API Trim 8 , Process Clean(B) acc. to 4WPI-SW70002
Butterfly Valve, Wafer Type , AP SPEC-ENG-MS009, Extended Stem , Class300 , Raised-face thru-bolted endwithout bolt holes , Manual gearoperator , ASTM A351-CF8M , 316 SS Disk, RPTFE Seat , Stainless Steel Type 17-4PH Shaft , Process Clean (B) acc. to4WPI-SW70002 , Cryogenic Servic
Butterfly Valve, Wafer Type , AP SPEC-ENG-MS009, Extended Stem , Class300 , Raised-face thru-bolted endwithout bolt holes , Manual gearoperator , ASTM A351-CF8M , 316 SS Disk, RPTFE Seat , Stainless Steel Type 17-4PH Shaft , Process Clean (B) acc. to4WPI-SW70002 , Cryogenic Service
Butterfly Valve, Wafer Type , APSPEC-ENG-MS009, Extended Stem , Class300 , Raised-face thru-bolted endwithout bolt holes , Manual gearoperator , ASTM A351-CF8M , 316 SS Disk, RPTFE Seat , Stainless Steel Type 17-4PH Shaft , Process Clean (B) acc. to4WPI-SW70002 , Cryogenic Service
Gate Valve, Flexible Wedge , API 600 , Class 300 , Raised-face flanged end ,Bolted Bonnet , Handwheel Operator ,ASTM A351-CF8M , API Trim 12 , ProcessClean (B) acc. to 4WPI-SW70002
Butterfly Valve, Wafer Type , API 609 Category B , Class 300 , Raised-facethru-bolted end without bolt holes ,Manual gear operator , ASTM A351-CF8M ,316 SS Disk , RPTFE Seat , StainlessSteel Type 17-4 PH Shaft , Process Clean(B) acc. to 4WPI-SW70002
Globe Valve , API STD 602 , Class 800 , Socket Weld End , Bolted Bonnet ,Handwheel Operator , ASTM A182 Grade F316/F 316L , API Trim 12 , Process Clean(B) acc. to 4WPI-SW70002SUPPORTS
Dual Plate Check Valve , API 594 , Class 150 , Raised-face thru-bolted endwithout bolt holes , Wafer , ASTMA351-CF8M , API Trim 12 , Process Clean(B) acc. to 4WPI-SW70002
Butterfly Valve Short Pattern, Double Flanged , API 609 Category B , Class 150, Raised-face flanged end , Manual gearoperator , ASTM A351-CF8M , 316 SS Disk, RPTFE Seat , Stainless Steel Type 17-4PH Shaft , Process Clean (B) acc. to4WPI-SW70002 , ASME B16.47 Series A
Globe Valve , API STD 602 , Class 800 , Socket Welded End x Female Threaded End, Bolted Bonnet , Handwheel Operator ,ASTM A105N , API Trim 8 , Standard Clean(SC) acc. to 4WPI-SW70001
Gate Valve, Solid Wedge , API 602 , Class 800 , Socket Welded End x FemaleThreaded End , Bolted Bonnet , HandwheelOperator , ASTM A105N , API Trim 8 ,Standard Clean (SC) acc. to 4WPI-SW70001
Gate Valve, Flexible Wedge , API 600 , Class 150 , Raised-face flanged end ,Bolted Bonnet , Handwheel Operator ,ASTM A216-WCB , API Trim 8 , StandardClean (SC) acc. to 4WPI-SW70001
Ball Valve , Generic manufacturer , 600 psig , Female Threaded End , Two PieceFloating Ball , Lever Operator , Bronzepsig , Female Threaded End , Two PieceFloating Ball , Lever Operator , Bronzeor Brass Body , Bronze or Bronze Trim ,PTFE Packing , PTFE Seat , StandardClean (SC) acc. to 4WPI-SW70001
Globe Valve , AP SPEC-ENG-MS009 , Class 300 , Beveled End , Extended Bolted Bonnet , Handwheel Operator , ASTM A351-CF8 , Bronze Topworks , Resilient Seat , Process Clean (B) acc. to 4WPI-SW70002 , Inside Screw with Rising Stem , Cryogenic Service, SCH/THK S-10S
Globe Valve , AP SPEC-ENG-MS009 , Class 300 , Socket Welded End x Female Threaded End , Bolted Bonnet , Handwheel Operator , ASTM A351-CF8 , Bronze Topworks , Resilient Seat , Process Clean (B) acc. to 4WPI-SW70002 , Inside Screw with Rising Stem , Cryogenic Service
Gate Valve, Flexible Wedge , AP SPEC-ENG-MS009 , Class 150 , Beveled End , Extended Bolted Bonnet , Handwheel Operator , ASTM A351-CF3M , Resilient Seat , Process Clean (B) acc. to 4WPI-SW70002 , Cryogenic Service, SCH/THK S-10S
Gate Valve, Flexible Wedge , API 600 , Class 150 , Beveled End , Bolted Bonnet , Handwheel Operator , ASTM A216-WCB , API Trim 8 , Standard Clean (SC) acc. to 4WPI-SW70001, SCH/THK S-STD
Dual Plate Check Valve , API 594 , Class 150 , Raised-face thru-bolted end without bolt holes , Wafer , ASTM A216-WCB , API Trim 8 , Standard Clean (SC) acc. to 4WPI-SW70001
Globe Valve , API STD 602 , Class 800 , Socket Welded End x Female Threaded End , Bolted Bonnet , Handwheel Operator , ASTM A105N , API Trim 8 , Standard Clean (SC) acc. to 4WPI-SW70001
Gate Valve, Solid Wedge , API 602 , Class 800 , Socket Weld End , Bolted Bonnet , Handwheel Operator , ASTM A105N , API Trim 8 , Standard Clean (SC) acc. to 4WPI-SW70001
Gate Valve, Solid Wedge , API 602 , Class 800 , Socket Welded End x Female Threaded End , Bolted Bonnet , Handwheel Operator , ASTM A105N , API Trim 8 , Standard Clean (SC) acc. to 4WPI-SW70001
Swing Check Valve , API STD 602 , Class 800 , Socket Weld End , Bolted Cover , ASTM A105N , API Trim 8 , Standard Clean (SC) acc. to 4WPI-SW70001
Globe Valve , API STD 602 , Class 800 , Socket Weld End , Bolted Bonnet , Handwheel Operator , ASTM A105N , API Trim 8 , Standard Clean (SC) acc. to 4WPI-SW70001
Gate Valve, Flexible Wedge , API 600 , Class 150 , Beveled End , Bolted Bonnet , Handwheel Operator , ASTM A216-WCB , API Trim 8 , Standard Clean (SC) acc. to 4WPI-SW70001, SCH/THK S-STD
Swing Check Valve , API STD 602 , Class 800 , Socket Weld End , Bolted Cover , ASTM A105N , API Trim 8 , Standard Clean (SC) acc. to 4WPI-SW70001 Globe Valve , API STD 602 , Class 800 , Socket Weld End , Bolted Bonnet ,
Globe Valve , API STD 602 , Class 800 , Socket Weld End , Bolted Bonnet , Handwheel Operator , ASTM A105N , API Trim 8 , Standard Clean (SC) acc. to 4WPI-SW70001 INSTRUMENTS
Globe Valve , API STD 602 , Class 800 ,
Swing Check Valve , API STD 602 , Class
Globe Valve , API STD 602 , Class 800 , Socket Weld End , Bolted Bonnet , Handwheel Operator , ASTM A105N , API 4WPI-SW70001
Swing Check Valve , API STD 602 , Class 800 , Socket Weld End , Bolted Cover , ASTM A105N , API Trim 8 , Standard Clean
Globe Valve , API STD 602 , Class 800 , Socket Welded End x Female Threaded End , Bolted Bonnet , Handwheel Operator , (SC) acc. to 4WPI-SW70001
Ball Valve , Generic manufacturer , 600 psig , Female Threaded End , Two Piece Floating Ball , Lever Operator , Bronze PTFE Packing , PTFE Seat , Standard Clean (SC) acc. to 4WPI-SW70001
Butterfly Valve, Wafer Type , API 609 Category A , 150 psig , Flat Face w/Integral Gaskets , Lever Operator , , Nylon Coated Disc , EPDM Sleeve , Stainless Steel Stem , Standard Clean (SC) acc. to 4WPI-SW70001
Butterfly Valve, Wafer Type , API 609 Category A , 150 psig , Flat Face w/Integral Gaskets , Manual gear Grade 65-45-12 , Nylon Coated Disc , EPDM Sleeve , Stainless Steel Stem , Standard Clean (SC) acc. to 4WPI-SW70001
Gate Valve, Flexible Wedge , API 600 , Class 150 , Beveled End , Bolted Bonnet , Handwheel Operator , ASTM A351-CF3M , API Trim 12 , Standard Clean (SC) acc. to 4WPI-SW70001, SCH/THK S-10S
Globe Valve , API STD 602 , Class 800 , Socket Welded End x Female Threaded End , Bolted Bonnet , Handwheel Operator , ASTM A182 Grade F 316/F 316L , API Trim 12 , Standard Clean (SC) acc. to 4WPI-SW70001