## 工作表1
項次 | DESCRIPTION | d
9 | Butterfly Valve, Wafer Type , API 609 Category A , 150 psig , Flat Facew/Integral Gaskets , Manual gearoperator , ASTM A126 Grade B or A536Grade 65-45-12 , Nylon Coated Disc ,EPDM Sleeve , Stainless Steel Stem ,Standard Clean (SC) acc. to 4WPI-SW70001 | Gasket
10 | Ball Valve , Generic manufacturer , 600 psig , Female Threaded End , Two PieceFloating Ball , Lever Operator , Bronzeor Brass Body , Bronze or Bronze Trim ,PTFE Packing , PTFE Seat , StandardClean (SC) acc. to 4WPI-SW70001 | Ball Valve
35 | Butterfly Valve, Wafer Type , API 609 Category A , 150 psig , Flat Facew/Integral Gaskets , Lever Operator ,ASTM A126 Grade B or A536 Grade 65-45-12, Nylon Coated Disc , EPDM Sleeve ,Stainless Steel Stem , Standard Clean(SC) acc. to 4WPI-SW70001 | Gasket
36 | Ball Valve , Generic manufacturer , 600 psig , Female Threaded End , Two PieceFloating Ball , Lever Operator , Bronzeor Brass Body , Bronze or Bronze Trim ,PTFE Packing , PTFE Seat , StandardClean (SC) acc. to 4WPI-SW70001 | Ball Valve
49 | Butterfly Valve, Wafer Type , API 609 Category A , 150 psig , Flat Facew/Integral Gaskets , Manual gearoperator , ASTM A126 Grade B or A536Grade 65-45-12 , Nylon Coated Disc ,EPDM Sleeve , Stainless Steel Stem ,Standard Clean (SC) acc. to 4WPI-SW70001 | Gasket
50 | Ball Valve , Generic manufacturer , 600 psig , Female Threaded End , Two PieceFloating Ball , Lever Operator , Bronzeor Brass Body , Bronze or Bronze Trim ,PTFE Packing , PTFE Seat , StandardClean (SC) acc. to 4WPI-SW70001 | Ball Valve
63 | Gate Valve, Flexible Wedge , API 600 , Class 150 , Beveled End , Bolted Bonnet, Handwheel Operator , ASTM A216-WCB ,API Trim 8 , Standard Clean (SC) acc. to4WPI-SW70001, SCH/THK S-STD | Bolt
64 | Dual Plate Check Valve , API 594 , Class 150 , Raised-face thru-bolted endwithout bolt holes , Wafer , ASTMA216-WCB , API Trim 8 , Standard Clean(SC) acc. to 4WPI-SW70001 | Dual Plate Check Valve
75 | Gate Valve, Solid Wedge , API 602 , Class 800 , Socket Weld End , BoltedBonnet , Handwheel Operator , ASTM A105N, API Trim 8 , Standard Clean (SC) acc.to 4WPI-SW70001 | Bolt
95 | Gate Valve, Solid Wedge , API 602 ,Class 800 , Socket Weld End , BoltedBonnet , Handwheel Operator , ASTM A105N, API Trim 8 , Standard Clean (SC) acc.to 4WPI-SW70001 | Bolt
103 | Gate Valve, Solid Wedge , API 602 , Class 800 , Socket Weld End , BoltedBonnet , Handwheel Operator , ASTM A105N, API Trim 8 , Standard Clean (SC) acc.to 4WPI-SW70001 | Bolt
258 | Globe Valve , AP SPEC-ENG-MS009 , Class 300 , Socket Weld End , Extended BoltedBonnet , Handwheel Operator , ASTMA351-CF8 , Bronze Topworks , ResilientSeat , Process Clean (B) acc. to4WPI-SW70002 , Inside Screw with RisingStem , Cryogenic Service | Bolt
266 | Needle Valve , Generic manufacturer , 6000 psig , Socket Welded End x FemaleThreaded End , Union Bonnet , T-handle,short , 316L stainless steel , PTFEPacking , Oxygen Clean (AA) acc. to4WPI-SW70003 | Needle Valve
282 | Globe Valve , AP SPEC-ENG-MS009 , Class 300 , Socket Weld End , Extended BoltedBonnet , Handwheel Operator , ASTMA351-CF8 , Bronze Topworks , ResilientSeat , Process Clean (B) acc. to4WPI-SW70002 , Inside Screw with RisingStem , Cryogenic Service | Bolt
283 | Globe Valve , AP SPEC-ENG-MS009 , Class 300 , Socket Welded End x FemaleThreaded End , Bolted Bonnet , HandwheelOperator , ASTM A351-CF8 , BronzeTopworks , Resilient Seat , ProcessClean (B) acc. to 4WPI-SW70002 , InsideScrew with Rising Stem , CryogenicService | Bolt
305 | Globe Valve , AP SPEC-ENG-MS009 , Class 300 , Socket Welded End x FemaleThreaded End , Bolted Bonnet , HandwheelOperator , ASTM A351-CF8 , BronzeTopworks , Resilient Seat , ProcessClean (B) acc. to 4WPI-SW70002 , InsideScrew with Rising Stem , CryogenicService | Bolt
331 | Globe Valve , AP SPEC-ENG-MS009 , Class 300 , Socket Welded End x FemaleThreaded End , Bolted Bonnet , HandwheelOperator , ASTM A351-CF8 , BronzeTopworks , Resilient Seat , ProcessClean (B) acc. to 4WPI-SW70002 , InsideScrew with Rising Stem , CryogenicService | Bolt
374 | Gate Valve, Solid Wedge , API 602 , Class 800 , Socket Welded End x FemaleThreaded End , Bolted Bonnet , HandwheelOperator , ASTM A182 Grade F 316/F 316L, API Trim 12 , Process Clean (B) acc.to 4WPI-SW70002 | Bolt
380 | Globe Valve , AP SPEC-ENG-MS009 , Class 300 , Socket Weld End , Extended BoltedBonnet , Handwheel Operator , ASTMA351-CF8 , Bronze Topworks , ResilientSeat , Process Clean (B) acc. to4WPI-SW70002 , Inside Screw with RisingStem , Cryogenic Service | Bolt
381 | Globe Valve , AP SPEC-ENG-MS009 , Class 300 , Socket Weld End , Extended BoltedBonnet , Handwheel Operator , ASTMA351-CF8 , Bronze Topworks , ResilientSeat , Process Clean (B) acc. to4WPI-SW70002 , Inside Screw with RisingStem , Cryogenic Service | Bolt
398 | Gate Valve, Solid Wedge , API 602 , Class 800 , Socket Welded End x FemaleThreaded End , Bolted Bonnet , HandwheelOperator , ASTM A182 Grade F 316/F 316L, API Trim 12 , Process Clean (B) acc.to 4WPI-SW70002 | Bolt
427 | Globe Valve , AP SPEC-ENG-MS009 , Class 300 , Socket Weld End , Extended BoltedBonnet , Handwheel Operator , ASTMA351-CF8 , Bronze Topworks , ResilientSeat , Process Clean (B) acc. to4WPI-SW70002 , Inside Screw with RisingStem , Cryogenic Service | Bolt
428 | Globe Valve , AP SPEC-ENG-MS009 , Class 300 , Socket Welded End x FemaleThreaded End , Bolted Bonnet , HandwheelOperator , ASTM A351-CF8 , BronzeTopworks , Resilient Seat , ProcessClean (B) acc. to 4WPI-SW70002 , InsideScrew with Rising Stem , CryogenicService | Bolt
455 | Globe Valve , AP SPEC-ENG-MS009 , Class 300 , Socket Welded End x FemaleThreaded End , Bolted Bonnet , HandwheelOperator , ASTM A351-CF8 , BronzeTopworks , Resilient Seat , ProcessClean (B) acc. to 4WPI-SW70002 , InsideScrew with Rising Stem , CryogenicService | Bolt
456 | Globe Valve , AP SPEC-ENG-MS009 , Class 300 , Socket Welded End x FemaleThreaded End , Bolted Bonnet , HandwheelOperator , ASTM A351-CF8 , BronzeTopworks , Resilient Seat , ProcessClean (B) acc. to 4WPI-SW70002 , InsideScrew with Rising Stem , CryogenicService | Bolt
472 | Needle Valve , Generic manufacturer , 6000 psig , Socket Welded End x FemaleThreaded End , Union Bonnet , T-handle,short , 316L stainless steel , PTFEPacking , Oxygen Clean (AA) acc. to4WPI-SW70003 | Needle Valve
473 | Needle Valve , Generic manufacturer , 6000 psig , Socket Welded End x FemaleThreaded End , Union Bonnet , T-handle,short , 316L stainless steel , PTFEPacking , Oxygen Clean (AA) acc. to4WPI-SW70003 | Needle Valve
487 | Needle Valve , Generic manufacturer , 6000 psig , Socket Welded End x FemaleThreaded End , Union Bonnet , T-handle,short , 316L stainless steel , PTFEPacking , Oxygen Clean (AA) acc. to4WPI-SW70003 | Needle Valve
493 | Needle Valve , Generic manufacturer , 6000 psig , Socket Welded End x FemaleThreaded End , Union Bonnet , T-handle,short , 316L stainless steel , PTFEPacking , Oxygen Clean (AA) acc. to4WPI-SW70003 | Needle Valve
494 | Needle Valve , Generic manufacturer , 6000 psig , Socket Welded End x FemaleThreaded End , Union Bonnet , T-handle,short , 316L stainless steel , PTFEPacking , Oxygen Clean (AA) acc. to4WPI-SW70003 | Needle Valve
495 | Needle Valve , Generic manufacturer , 6000 psig , Socket Welded End x FemaleThreaded End , Union Bonnet , T-handle,short , 316L stainless steel , PTFEPacking , Oxygen Clean (AA) acc. to4WPI-SW70003 | Needle Valve
511 | Globe Valve , AP SPEC-ENG-MS009 , Class 300 , Socket Weld End , Extended BoltedBonnet , Handwheel Operator , ASTMA351-CF8 , Bronze Topworks , ResilientSeat , Process Clean (B) acc. to4WPI-SW70002 , Inside Screw with RisingStem , Cryogenic Service | Bolt
520 | Globe Valve , AP SPEC-ENG-MS009 , Class 300 , Socket Weld End , Extended BoltedBonnet , Handwheel Operator , ASTMA351-CF8 , Bronze Topworks , ResilientSeat , Process Clean (B) acc. to4WPI-SW70002 , Inside Screw with RisingStem , Cryogenic Service | Bolt
531 | Swing Check Valve , API STD 602 , Class 800 , Socket Weld End , Bolted Cover ,ASTM A182 Grade F 316/F 316L , API Trim12 , Process Clean (B) acc. to4WPI-SW70002 | Bolt
554 | Globe Valve , AP SPEC-ENG-MS009 , Class 300 , Socket Weld End , Extended BoltedBonnet , Handwheel Operator , ASTMA351-CF8 , Bronze Topworks , ResilientSeat , Process Clean (B) acc. to4WPI-SW70002 , Inside Screw with RisingStem , Cryogenic Service | Bolt
572 | Gate Valve, Solid Wedge , API 602 , Class 800 , Socket Weld End , BoltedBonnet , Handwheel Operator , ASTM A105N, API Trim 8 , Standard Clean (SC) acc.to 4WPI-SW70001 | Bolt
573 | Globe Valve , API STD 602 , Class 800 , Socket Weld End , Bolted Bonnet ,Handwheel Operator , ASTM A105N , APITrim 8 , Standard Clean (SC) acc. to4WPI-SW70001 | Bolt
603 | Gate Valve, Solid Wedge , API 602 , Class 800 , Socket Weld End , BoltedBonnet , Handwheel Operator , ASTM A105N, API Trim 8 , Standard Clean (SC) acc.to 4WPI-SW70001 | Bolt
604 | Globe Valve , API STD 602 , Class 800 , Socket Weld End , Bolted Bonnet ,Handwheel Operator , ASTM A105N , APITrim 8 , Standard Clean (SC) acc. to4WPI-SW70001 | Bolt
641 | Globe Valve , ASME B16.34, API STD 600 Wall Thickness , Class 150 , Beveled End, Bolted Bonnet , Handwheel Operator ,ASTM A351-CF3M , API Trim 12 , StandardClean (SC) acc. to 4WPI-SW70001, SCH/THKS-10S | Bolt
642 | Globe Valve , ASME B16.34, API STD 600 Wall Thickness , Class 150 , Beveled End, Bolted Bonnet , Handwheel Operator ,ASTM A351-CF3M , API Trim 12 , StandardClean (SC) acc. to 4WPI-SW70001, SCH/THKS-10S | Bolt
643 | Globe Valve , API STD 602 , Class 800 , Socket Welded End x Female Threaded End, Bolted Bonnet , Handwheel Operator ,ASTM A182 Grade F 316/F 316L , API Trim12 , Standard Clean (SC) acc. to4WPI-SW70001 | Bolt
657 | Globe Valve , API STD 602 , Class 800 , Socket Weld End , Bolted Bonnet ,Handwheel Operator , ASTM A182 Grade F316/F 316L , API Trim 12 , StandardClean (SC) acc. to 4WPI-SW70001 | Bolt
658 | Globe Valve , API STD 602 , Class 800 , Socket Welded End x Female Threaded End, Bolted Bonnet , Handwheel Operator ,ASTM A182 Grade F 316/F 316L , API Trim12 , Standard Clean (SC) acc. to4WPI-SW70001 | Bolt
690 | Gate Valve, Flexible Wedge , API 600 , Class 150 , Beveled End , Bolted Bonnet, Handwheel Operator , ASTM A351-CF3M ,API Trim 12 , Standard Clean (SC) acc.to 4WPI-SW70001, SCH/THK S-10S | Bolt
691 | Gate Valve, Flexible Wedge , API 600 , Class 150 , Beveled End , Bolted Bonnet, Handwheel Operator , ASTM A351-CF3M ,API Trim 12 , Standard Clean (SC) acc.to 4WPI-SW70001, SCH/THK S-10S | Bolt
692 | Globe Valve , API STD 602 , Class 800 , Socket Welded End x Female Threaded End, Bolted Bonnet , Handwheel Operator ,ASTM A182 Grade F 316/F 316L , API Trim12 , Standard Clean (SC) acc. to4WPI-SW70001 | Bolt
724 | Globe Valve , ASME B16.34, API STD 600 Wall Thickness , Class 150 , Beveled End, Bolted Bonnet , Handwheel Operator ,ASTM A351-CF3M , API Trim 12 , StandardClean (SC) acc. to 4WPI-SW70001, SCH/THKS-10S | Bolt
725 | Globe Valve , ASME B16.34, API STD 600 Wall Thickness , Class 150 , Beveled End, Bolted Bonnet , Handwheel Operator ,ASTM A351-CF3M , API Trim 12 , StandardClean (SC) acc. to 4WPI-SW70001, SCH/THKS-10S | Bolt
726 | Globe Valve , API STD 602 , Class 800 , Socket Welded End x Female Threaded End, Bolted Bonnet , Handwheel Operator ,ASTM A182 Grade F 316/F 316L , API Trim12 , Standard Clean (SC) acc. to4WPI-SW70001 | Bolt
738 | Globe Valve , API STD 602 , Class 800 , Socket Weld End , Bolted Bonnet ,Handwheel Operator , ASTM A182 Grade F316/F 316L , API Trim 12 , StandardClean (SC) acc. to 4WPI-SW70001 | Bolt
739 | Globe Valve , API STD 602 , Class 800 , Socket Welded End x Female Threaded End, Bolted Bonnet , Handwheel Operator ,ASTM A182 Grade F 316/F 316L , API Trim12 , Standard Clean (SC) acc. to4WPI-SW70001 | Bolt
754 | Gate Valve, Flexible Wedge , API 600 , Class 150 , Beveled End , Bolted Bonnet, Handwheel Operator , ASTM A351-CF3M ,API Trim 12 , Process Clean (B) acc. to4WPI-SW70002, SCH/THK S-10S | Bolt
755 | Globe Valve , API STD 602 , Class 800 , Socket Welded End x Female Threaded End, Bolted Bonnet , Handwheel Operator ,ASTM A182 Grade F 316/F 316L , API Trim12 , Process Clean (B) acc. to4WPI-SW70002 | Bolt
770 | Gate Valve, Flexible Wedge , API 600 , Class 150 , Beveled End , Bolted Bonnet, Handwheel Operator , ASTM A351-CF3M ,API Trim 12 , Process Clean (B) acc. to4WPI-SW70002, SCH/THK S-10S | Bolt
771 | Gate Valve, Flexible Wedge , API 600 , Class 150 , Beveled End , Bolted Bonnet, Handwheel Operator , ASTM A351-CF3M ,API Trim 12 , Process Clean (B) acc. to4WPI-SW70002, SCH/THK S-10S | Bolt
772 | Gate Valve, Flexible Wedge , API 600 , Class 150 , Beveled End , Bolted Bonnet, Handwheel Operator , ASTM A351-CF3M ,API Trim 12 , Process Clean (B) acc. to4WPI-SW70002, SCH/THK S-10S | Bolt
773 | Globe Valve , API STD 602 , Class 800 , Socket Welded End x Female Threaded End, Bolted Bonnet , Handwheel Operator ,ASTM A182 Grade F 316/F 316L , API Trim12 , Process Clean (B) acc. to4WPI-SW70002 | Bolt
791 | Gate Valve, Flexible Wedge , API 600 , Class 150 , Beveled End , Bolted Bonnet, Handwheel Operator , ASTM A351-CF3M ,API Trim 12 , Process Clean (B) acc. to4WPI-SW70002, SCH/THK S-10S | Bolt
792 | Gate Valve, Flexible Wedge , API 600 , Class 150 , Beveled End , Bolted Bonnet, Handwheel Operator , ASTM A351-CF3M ,API Trim 12 , Process Clean (B) acc. to4WPI-SW70002, SCH/THK S-10S | Bolt
793 | Globe Valve , API STD 602 , Class 800 , Socket Welded End x Female Threaded End, Bolted Bonnet , Handwheel Operator ,ASTM A182 Grade F 316/F 316L , API Trim12 , Process Clean (B) acc. to4WPI-SW70002 | Bolt
794 | Globe Valve , API STD 602 , Class 800 , Socket Welded End x Female Threaded End, Bolted Bonnet , Handwheel Operator ,ASTM A182 Grade F 316/F 316L , API Trim12 , Standard Clean (SC) acc. to4WPI-SW70001 | Bolt
879 | Globe Valve , AP SPEC-ENG-MS009 , Class 300 , Socket Welded End x FemaleThreaded End , Bolted Bonnet , HandwheelOperator , ASTM A351-CF8 , BronzeTopworks , Resilient Seat , ProcessClean (B) acc. to 4WPI-SW70002 , InsideScrew with Rising Stem , CryogenicService | Bolt
961 | Globe Valve , API STD 602 , Class 800 , Socket Weld End , Bolted Bonnet ,Handwheel Operator , ASTM A182 Grade F316/F 316L , API Trim 12 , Process Clean(B) acc. to 4WPI-SW70002 | Bolt
966 | Globe Valve , API STD 602 , Class 800 , Socket Weld End , Bolted Bonnet ,Handwheel Operator , ASTM A182 Grade F316/F 316L , API Trim 12 , Process Clean(B) acc. to 4WPI-SW70002 | Bolt
971 | Globe Valve , API STD 602 , Class 800 , Socket Weld End , Bolted Bonnet ,Handwheel Operator , ASTM A182 Grade F316/F 316L , API Trim 12 , Process Clean(B) acc. to 4WPI-SW70002 | Bolt
1038 | Globe Valve , AP SPEC-ENG-MS009 , Class 300 , Socket Welded End x FemaleThreaded End , Bolted Bonnet , HandwheelOperator , ASTM A351-CF8 , BronzeTopworks , Resilient Seat , ProcessClean (B) acc. to 4WPI-SW70002 , InsideScrew with Rising Stem , CryogenicService | Bolt
1045 | Globe Valve , API STD 602 , Class 800 , Socket Weld End , Bolted Bonnet ,Handwheel Operator , ASTM A105N , APITrim 8 , Standard Clean (SC) acc. to4WPI-SW70001 | Bolt
1050 | Globe Valve , API STD 602 , Class 800 , Socket Weld End , Bolted Bonnet ,Handwheel Operator , ASTM A105N , APITrim 8 , Standard Clean (SC) acc. to4WPI-SW70001 | Bolt
1055 | Globe Valve , API STD 602 , Class 800 , Socket Weld End , Bolted Bonnet ,Handwheel Operator , ASTM A105N , APITrim 8 , Standard Clean (SC) acc. to4WPI-SW70001 | Bolt
1066 | Globe Valve , ASME B16.34, API STD 600 Wall Thickness , Class 150 , Beveled End, Bolted Bonnet , Handwheel Operator ,ASTM A351-CF3M , API Trim 12 , ProcessClean (B) acc. to 4WPI-SW70002, SCH/THKS-10S | Bolt
1067 | Globe Valve , API STD 602 , Class 800 , Socket Welded End x Female Threaded End, Bolted Bonnet , Handwheel Operator ,ASTM A182 Grade F 316/F 316L , API Trim12 , Process Clean (B) acc. to4WPI-SW70002 | Bolt
1086 | Globe Valve , API STD 602 , Class 800 , Socket Welded End x Female Threaded End, Bolted Bonnet , Handwheel Operator ,ASTM A182 Grade F 316/F 316L , API Trim12 , Process Clean (B) acc. to4WPI-SW70002 | Bolt
1087 | Globe Valve , API STD 602 , Class 800 , Socket Welded End x Female Threaded End, Bolted Bonnet , Handwheel Operator ,ASTM A182 Grade F 316/F 316L , API Trim12 , Process Clean (B) acc. to4WPI-SW70002 | Bolt
1098 | Gate Valve, Flexible Wedge , API 600 , Class 150 , Beveled End , Bolted Bonnet, Handwheel Operator , ASTM A351-CF3M ,API Trim 12 , Process Clean (B) acc. to4WPI-SW70002, SCH/THK S-10S | Bolt
1099 | Gate Valve, Flexible Wedge , API 600 , Class 150 , Beveled End , Bolted Bonnet, Handwheel Operator , ASTM A351-CF3M ,API Trim 12 , Process Clean (B) acc. to4WPI-SW70002, SCH/THK S-10S | Bolt
1100 | Gate Valve, Flexible Wedge , API 600 , Class 150 , Beveled End , Bolted Bonnet, Handwheel Operator , ASTM A351-CF3M ,API Trim 12 , Process Clean (B) acc. to4WPI-SW70002, SCH/THK S-10S | Bolt
1101 | Globe Valve , API STD 602 , Class 800 , Socket Welded End x Female Threaded End, Bolted Bonnet , Handwheel Operator ,ASTM A182 Grade F 316/F 316L , API Trim12 , Process Clean (B) acc. to4WPI-SW70002 | Bolt
1112 | Gate Valve, Flexible Wedge , API 600 , Class 150 , Beveled End , Bolted Bonnet, Handwheel Operator , ASTM A351-CF3M ,API Trim 12 , Process Clean (B) acc. to4WPI-SW70002, SCH/THK S-10S | Bolt
1113 | Gate Valve, Flexible Wedge , API 600 , Class 150 , Beveled End , Bolted Bonnet, Handwheel Operator , ASTM A351-CF3M ,API Trim 12 , Process Clean (B) acc. to4WPI-SW70002, SCH/THK S-10S | Bolt
1114 | Globe Valve , API STD 602 , Class 800 , Socket Welded End x Female Threaded End, Bolted Bonnet , Handwheel Operator ,ASTM A182 Grade F 316/F 316L , API Trim12 , Process Clean (B) acc. to4WPI-SW70002 | Bolt
1124 | Globe Valve , ASME B16.34, API STD 600 Wall Thickness , Class 150 , Beveled End, Bolted Bonnet , Handwheel Operator ,ASTM A351-CF3M , API Trim 12 , ProcessClean (B) acc. to 4WPI-SW70002, SCH/THKS-10S | Bolt
1125 | Globe Valve , API STD 602 , Class 800 , Socket Welded End x Female Threaded End, Bolted Bonnet , Handwheel Operator ,ASTM A182 Grade F 316/F 316L , API Trim12 , Process Clean (B) acc. to4WPI-SW70002 | Bolt
1133 | Globe Valve , ASME B16.34, API STD 600 Wall Thickness , Class 150 , Beveled End, Bolted Bonnet , Handwheel Operator ,ASTM A351-CF3M , API Trim 12 , ProcessClean (B) acc. to 4WPI-SW70002, SCH/THKS-10S | Bolt
1134 | Globe Valve , API STD 602 , Class 800 , Socket Welded End x Female Threaded End, Bolted Bonnet , Handwheel Operator ,ASTM A182 Grade F 316/F 316L , API Trim12 , Process Clean (B) acc. to4WPI-SW70002 | Bolt
1141 | Globe Valve , ASME B16.34, API STD 600 Wall Thickness , Class 150 , Beveled End, Bolted Bonnet , Handwheel Operator ,ASTM A351-CF3M , API Trim 12 , ProcessClean (B) acc. to 4WPI-SW70002, SCH/THKS-10S | Bolt
1154 | Globe Valve , ASME B16.34, API STD 600 Wall Thickness , Class 150 , Beveled End, Bolted Bonnet , Handwheel Operator ,ASTM A351-CF3M , API Trim 12 , ProcessClean (B) acc. to 4WPI-SW70002, SCH/THKS-10S | Bolt
1165 | Gate Valve, Flexible Wedge , API 600 , Class 150 , Beveled End , Bolted Bonnet, Handwheel Operator , ASTM A351-CF3M ,API Trim 12 , Process Clean (B) acc. to4WPI-SW70002, SCH/THK S-10S | Bolt
1166 | Gate Valve, Flexible Wedge , API 600 , Class 150 , Beveled End , Bolted Bonnet, Handwheel Operator , ASTM A351-CF3M ,API Trim 12 , Process Clean (B) acc. to4WPI-SW70002, SCH/THK S-10S | Bolt
1167 | Globe Valve , API STD 602 , Class 800 , Socket Welded End x Female Threaded End, Bolted Bonnet , Handwheel Operator ,ASTM A182 Grade F 316/F 316L , API Trim12 , Process Clean (B) acc. to4WPI-SW70002 | Bolt
1175 | Globe Valve , ASME B16.34, API STD 600 Wall Thickness , Class 150 , Beveled End, Bolted Bonnet , Handwheel Operator ,ASTM A351-CF3M , API Trim 12 , ProcessClean (B) acc. to 4WPI-SW70002, SCH/THKS-10S | Bolt
1187 | Globe Valve , API STD 602 , Class 800 , Socket Weld End , Bolted Bonnet ,Handwheel Operator , ASTM A182 Grade F316/F 316L , API Trim 12 , StandardClean (SC) acc. to 4WPI-SW70001 | Bolt
1188 | Globe Valve , API STD 602 , Class 800 , Socket Weld End , Bolted Bonnet ,Handwheel Operator , ASTM A182 Grade F316/F 316L , API Trim 12 , StandardClean (SC) acc. to 4WPI-SW70001 | Bolt
1199 | Globe Valve , API STD 602 , Class 800 , Socket Weld End , Bolted Bonnet ,Handwheel Operator , ASTM A182 Grade F316/F 316L , API Trim 12 , StandardClean (SC) acc. to 4WPI-SW70001 | Bolt
1218 | Globe Valve , API STD 602 , Class 800 ,Socket Weld End , Bolted Bonnet ,Handwheel Operator , ASTM A182 Grade F316/F 316L , API Trim 12 , StandardClean (SC) acc. to 4WPI-SW70001 | Bolt
1219 | Globe Valve , API STD 602 , Class 800 , Socket Weld End , Bolted Bonnet ,Handwheel Operator , ASTM A182 Grade F316/F 316L , API Trim 12 , StandardClean (SC) acc. to 4WPI-SW70001 | Bolt
1230 | Globe Valve , API STD 602 , Class 800 , Socket Weld End , Bolted Bonnet ,Handwheel Operator , ASTM A182 Grade F316/F 316L , API Trim 12 , StandardClean (SC) acc. to 4WPI-SW70001 | Bolt
1256 | Globe Valve , API STD 602 , Class 800 , Socket Weld End , Bolted Bonnet ,Handwheel Operator , ASTM A105N , APITrim 8 , Standard Clean (SC) acc. to4WPI-SW70001 | Bolt
1257 | Swing Check Valve , API STD 602 , Class 800 , Socket Weld End , Bolted Cover ,ASTM A105N , API Trim 8 , Standard Clean(SC) acc. to 4WPI-SW70001 | Bolt
1278 | Globe Valve , API STD 602 , Class 800 , Socket Weld End , Bolted Bonnet ,Handwheel Operator , ASTM A105N , APITrim 8 , Standard Clean (SC) acc. to4WPI-SW70001 | Bolt
1279 | Swing Check Valve , API STD 602 , Class 800 , Socket Weld End , Bolted Cover ,ASTM A105N , API Trim 8 , Standard Clean(SC) acc. to 4WPI-SW70001 | Bolt
1296 | Globe Valve , API STD 602 , Class 800 , Socket Welded End x Female Threaded End, Bolted Bonnet , Handwheel Operator ,ASTM A182 Grade F 316/F 316L , API Trim12 , Process Clean (B) acc. to4WPI-SW70002 | Bolt
1297 | Globe Valve , API STD 602 , Class 800 , Socket Welded End x Female Threaded End, Bolted Bonnet , Handwheel Operator ,ASTM A182 Grade F 316/F 316L , API Trim12 , Process Clean (B) acc. to4WPI-SW70002 | Bolt
1298 | Globe Valve , API STD 602 , Class 800 , Socket Welded End x Female Threaded End, Bolted Bonnet , Handwheel Operator ,ASTM A182 Grade F 316/F 316L , API Trim12 , Process Clean (B) acc. to4WPI-SW70002 | Bolt
1299 | Globe Valve , API STD 602 , Class 800 , Socket Welded End x Female Threaded End, Bolted Bonnet , Handwheel Operator ,ASTM A182 Grade F 316/F 316L , API Trim12 , Process Clean (B) acc. to4WPI-SW70002 | Bolt
1311 | Gate Valve, Flexible Wedge , API 600 , Class 150 , Beveled End , Bolted Bonnet, Handwheel Operator , ASTM A351-CF3M ,API Trim 12 , Process Clean (B) acc. to4WPI-SW70002, SCH/THK S-10S | Bolt
1312 | Gate Valve, Flexible Wedge , API 600 , Class 150 , Beveled End , Bolted Bonnet, Handwheel Operator , ASTM A351-CF3M ,API Trim 12 , Process Clean (B) acc. to4WPI-SW70002, SCH/THK S-10S | Bolt
1313 | Globe Valve , API STD 602 , Class 800 , Socket Weld End , Bolted Bonnet ,Handwheel Operator , ASTM A182 Grade F316/F 316L , API Trim 12 , Process Clean(B) acc. to 4WPI-SW70002 | Bolt
1314 | Globe Valve , API STD 602 , Class 800 , Socket Welded End x Female Threaded End, Bolted Bonnet , Handwheel Operator ,ASTM A182 Grade F 316/F 316L , API Trim12 , Process Clean (B) acc. to4WPI-SW70002 | Bolt
1361 | Globe Valve , API STD 602 , Class 800 , Socket Weld End , Bolted Bonnet ,Handwheel Operator , ASTM A105N , APITrim 8 , Standard Clean (SC) acc. to4WPI-SW70001 | Bolt
1370 | Globe Valve , API STD 602 , Class 800 , Socket Weld End , Bolted Bonnet ,Handwheel Operator , ASTM A105N , APITrim 8 , Standard Clean (SC) acc. to4WPI-SW70001 | Bolt
1392 | Globe Valve , API STD 602 , Class 800 , Socket Welded End x Female Threaded End, Bolted Bonnet , Handwheel Operator ,ASTM A182 Grade F 316/F 316L , API Trim12 , Standard Clean (SC) acc. to4WPI-SW70001 | Bolt
1411 | Globe Valve , ASME B16.34, API STD 600 Wall Thickness , Class 150 , Beveled End, Bolted Bonnet , Handwheel Operator ,ASTM A351-CF3M , API Trim 12 , StandardClean (SC) acc. to 4WPI-SW70001, SCH/THKS-10S | Bolt
1412 | Gate Valve, Solid Wedge , API 602 , Class 800 , Socket Welded End x FemaleThreaded End , Bolted Bonnet , HandwheelOperator , ASTM A182 Grade F 316/F 316L, API Trim 12 , Standard Clean (SC) acc.to 4WPI-SW70001 | Bolt
1432 | Gate Valve, Flexible Wedge , API 600 , Class 150 , Beveled End , Bolted Bonnet, Handwheel Operator , ASTM A351-CF3M ,API Trim 12 , Standard Clean (SC) acc.to 4WPI-SW70001, SCH/THK S-10S | Bolt
1433 | Gate Valve, Flexible Wedge , API 600 , Class 150 , Beveled End , Bolted Bonnet, Handwheel Operator , ASTM A351-CF3M ,API Trim 12 , Standard Clean (SC) acc.to 4WPI-SW70001, SCH/THK S-10S | Bolt
1434 | Globe Valve , API STD 602 , Class 800 , Socket Welded End x Female Threaded End, Bolted Bonnet , Handwheel Operator ,ASTM A182 Grade F 316/F 316L , API Trim12 , Standard Clean (SC) acc. to4WPI-SW70001 | Bolt
1446 | Globe Valve , API STD 602 , Class 800 , Socket Weld End , Bolted Bonnet ,Handwheel Operator , ASTM A182 Grade F316/F 316L , API Trim 12 , StandardClean (SC) acc. to 4WPI-SW70001 | Bolt
1447 | Globe Valve , API STD 602 , Class 800 , Socket Welded End x Female Threaded End, Bolted Bonnet , Handwheel Operator ,ASTM A182 Grade F 316/F 316L , API Trim12 , Standard Clean (SC) acc. to4WPI-SW70001 | Bolt
1462 | Globe Valve , API STD 602 , Class 800 , Socket Welded End x Female Threaded End, Bolted Bonnet , Handwheel Operator ,ASTM A182 Grade F 316/F 316L , API Trim12 , Standard Clean (SC) acc. to4WPI-SW70001 | Bolt
1481 | Globe Valve , ASME B16.34, API STD 600 Wall Thickness , Class 150 , Beveled End, Bolted Bonnet , Handwheel Operator ,ASTM A351-CF3M , API Trim 12 , StandardClean (SC) acc. to 4WPI-SW70001, SCH/THKS-10S | Bolt
1482 | Gate Valve, Solid Wedge , API 602 , Class 800 , Socket Welded End x FemaleThreaded End , Bolted Bonnet , HandwheelOperator , ASTM A182 Grade F 316/F 316L, API Trim 12 , Standard Clean (SC) acc.to 4WPI-SW70001 | Bolt
1503 | Gate Valve, Flexible Wedge , API 600 , Class 150 , Beveled End , Bolted Bonnet, Handwheel Operator , ASTM A351-CF3M ,API Trim 12 , Standard Clean (SC) acc.to 4WPI-SW70001, SCH/THK S-10S | Bolt
1504 | Gate Valve, Flexible Wedge , API 600 , Class 150 , Beveled End , Bolted Bonnet, Handwheel Operator , ASTM A351-CF3M ,API Trim 12 , Standard Clean (SC) acc.to 4WPI-SW70001, SCH/THK S-10S | Bolt
1505 | Globe Valve , API STD 602 , Class 800 , Socket Welded End x Female Threaded End, Bolted Bonnet , Handwheel Operator ,ASTM A182 Grade F 316/F 316L , API Trim12 , Standard Clean (SC) acc. to4WPI-SW70001 | Bolt
1518 | Globe Valve , API STD 602 , Class 800 , Socket Weld End , Bolted Bonnet ,Handwheel Operator , ASTM A182 Grade F316/F 316L , API Trim 12 , StandardClean (SC) acc. to 4WPI-SW70001 | Bolt
1519 | Globe Valve , API STD 602 , Class 800 , Socket Welded End x Female Threaded End, Bolted Bonnet , Handwheel Operator ,ASTM A182 Grade F 316/F 316L , API Trim12 , Standard Clean (SC) acc. to4WPI-SW70001 | Bolt
1532 | Globe Valve , API STD 602 , Class 800 , Socket Weld End , Bolted Bonnet ,Handwheel Operator , ASTM A182 Grade F316/F 316L , API Trim 12 , StandardClean (SC) acc. to 4WPI-SW70001 | Bolt
1541 | Globe Valve , API STD 602 , Class 800 ,Socket Weld End , Bolted Bonnet ,Handwheel Operator , ASTM A182 Grade F316/F 316L , API Trim 12 , StandardClean (SC) acc. to 4WPI-SW70001 | Bolt
1577 | Globe Valve , API STD 602 , Class 800 , Socket Weld End , Bolted Bonnet ,Handwheel Operator , ASTM A182 Grade F316/F 316L , API Trim 12 , StandardClean (SC) acc. to 4WPI-SW70001 | Bolt
1587 | Globe Valve , API STD 602 , Class 800 , Socket Weld End , Bolted Bonnet ,Handwheel Operator , ASTM A182 Grade F316/F 316L , API Trim 12 , StandardClean (SC) acc. to 4WPI-SW70001 | Bolt
1596 | Globe Valve , API STD 602 , Class 800 , Socket Weld End , Bolted Bonnet ,Handwheel Operator , ASTM A182 Grade F316/F 316L , API Trim 12 , StandardClean (SC) acc. to 4WPI-SW70001 | Bolt
1605 | Globe Valve , API STD 602 , Class 800 , Socket Weld End , Bolted Bonnet ,Handwheel Operator , ASTM A182 Grade F316/F 316L , API Trim 12 , StandardClean (SC) acc. to 4WPI-SW70001 | Bolt
1683 | Ball Valve , Generic manufacturer , 600 psig , Female Threaded End , Two PieceFloating Ball , Lever Operator , Bronzeor Brass Body , Bronze or Bronze Trim ,PTFE Packing , PTFE Seat , StandardClean (SC) acc. to 4WPI-SW70001 | Ball Valve
1690 | Ball Valve , Generic manufacturer , 600 psig , Female Threaded End , Two PieceFloating Ball , Lever Operator , Bronzeor Brass Body , Bronze or Bronze Trim ,PTFE Packing , PTFE Seat , StandardClean (SC) acc. to 4WPI-SW70001 | Ball Valve
1713 | Ball Valve , Generic manufacturer , 600 psig , Female Threaded End , Two PieceFloating Ball , Lever Operator , Bronzeor Brass Body , Bronze or Bronze Trim ,PTFE Packing , PTFE Seat , StandardClean (SC) acc. to 4WPI-SW70001 | Ball Valve
1714 | Ball Valve , Generic manufacturer , 600 psig , Female Threaded End , Two PieceFloating Ball , Lever Operator , Bronzeor Brass Body , Bronze or Bronze Trim ,PTFE Packing , PTFE Seat , StandardClean (SC) acc. to 4WPI-SW70001 | Ball Valve
1735 | Ball Valve , Generic manufacturer , 600 psig , Female Threaded End , Two PieceFloating Ball , Lever Operator , Bronzeor Brass Body , Bronze or Bronze Trim ,PTFE Packing , PTFE Seat , StandardClean (SC) acc. to 4WPI-SW70001 | Ball Valve
1736 | Ball Valve , Generic manufacturer , 600 psig , Female Threaded End , Two PieceFloating Ball , Lever Operator , Bronzeor Brass Body , Bronze or Bronze Trim ,PTFE Packing , PTFE Seat , StandardClean (SC) acc. to 4WPI-SW70001 | Ball Valve
1770 | Ball Valve , Generic manufacturer , 600 psig , Female Threaded End , Two PieceFloating Ball , Lever Operator , Bronzeor Brass Body , Bronze or Bronze Trim ,PTFE Packing , PTFE Seat , StandardClean (SC) acc. to 4WPI-SW70001 | Ball Valve
1795 | Ball Valve , Generic manufacturer , 600 psig , Female Threaded End , Two PieceFloating Ball , Lever Operator , Bronzeor Brass Body , Bronze or Bronze Trim ,PTFE Packing , PTFE Seat , StandardClean (SC) acc. to 4WPI-SW70001 | Ball Valve
1804 | Ball Valve , Generic manufacturer , 600 psig , Female Threaded End , Two PieceFloating Ball , Lever Operator , Bronzeor Brass Body , Bronze or Bronze Trim ,PTFE Packing , PTFE Seat , StandardClean (SC) acc. to 4WPI-SW70001 | Ball Valve
1822 | Ball Valve , Generic manufacturer , 600 psig , Female Threaded End , Two PieceFloating Ball , Lever Operator , Bronzeor Brass Body , Bronze or Bronze Trim ,PTFE Packing , PTFE Seat , StandardClean (SC) acc. to 4WPI-SW70001 | Ball Valve
1830 | Ball Valve , Generic manufacturer , 600 psig , Female Threaded End , Two PieceFloating Ball , Lever Operator , Bronzeor Brass Body , Bronze or Bronze Trim ,PTFE Packing , PTFE Seat , StandardClean (SC) acc. to 4WPI-SW70001 | Ball Valve
1853 | Ball Valve , Generic manufacturer , 600 psig , Female Threaded End , Two PieceFloating Ball , Lever Operator , Bronzeor Brass Body , Bronze or Bronze Trim ,PTFE Packing , PTFE Seat , StandardClean (SC) acc. to 4WPI-SW70001 | Ball Valve
1869 | Ball Valve , Generic manufacturer , 600 psig , Female Threaded End , Two PieceFloating Ball , Lever Operator , Bronzeor Brass Body , Bronze or Bronze Trim ,PTFE Packing , PTFE Seat , StandardClean (SC) acc. to 4WPI-SW70001 | Ball Valve
1901 | Ball Valve , Generic manufacturer , 600 psig , Female Threaded End , Two PieceFloating Ball , Lever Operator , Bronzeor Brass Body , Bronze or Bronze Trim ,PTFE Packing , PTFE Seat , StandardClean (SC) acc. to 4WPI-SW70001 | Ball Valve
1922 | Ball Valve , Generic manufacturer , 600 psig , Female Threaded End , Two PieceFloating Ball , Lever Operator , Bronzeor Brass Body , Bronze or Bronze Trim ,PTFE Packing , PTFE Seat , StandardClean (SC) acc. to 4WPI-SW70001 | Ball Valve
1944 | Ball Valve , Generic manufacturer , 600psig , Female Threaded End , Two PieceFloating Ball , Lever Operator , Bronzeor Brass Body , Bronze or Bronze Trim ,PTFE Packing , PTFE Seat , StandardClean (SC) acc. to 4WPI-SW70001 | Ball Valve
1955 | Ball Valve , Generic manufacturer , 600psig , Female Threaded End , Two PieceFloating Ball , Lever Operator , Bronzeor Brass Body , Bronze or Bronze Trim ,PTFE Packing , PTFE Seat , StandardClean (SC) acc. to 4WPI-SW70001 | Ball Valve
2032 | Ball Valve , Generic manufacturer , 600psig , Female Threaded End , Two PieceFloating Ball , Lever Operator , Bronzeor Brass Body , Bronze or Bronze Trim ,PTFE Packing , PTFE Seat , StandardClean (SC) acc. to 4WPI-SW70001 | Ball Valve
2058 | Ball Valve , Generic manufacturer , 600psig , Female Threaded End , Two PieceFloating Ball , Lever Operator , Bronzeor Brass Body , Bronze or Bronze Trim ,PTFE Packing , PTFE Seat , StandardClean (SC) acc. to 4WPI-SW70001 | Ball Valve
2084 | Ball Valve , Generic manufacturer , 600psig , Female Threaded End , Two PieceFloating Ball , Lever Operator , Bronzeor Brass Body , Bronze or Bronze Trim ,PTFE Packing , PTFE Seat , StandardClean (SC) acc. to 4WPI-SW70001 | Ball Valve
2194 | Butterfly Valve, Wafer Type , API 609 Category B , Class 150 , Raised-facethru-bolted end without bolt holes ,Manual gear operator , ASTM A351-CF8M ,316 SS Disk , RPTFE Seat , StainlessSteel Type 17-4 PH Shaft , Process Clean(B) acc. to 4WPI-SW70002 | Butterfly Valve
2195 | Globe Valve , AP SPEC-ENG-MS009 , Class 300 , Socket Welded End x FemaleThreaded End , Bolted Bonnet , HandwheelOperator , ASTM A351-CF8 , BronzeTopworks , Resilient Seat , ProcessClean (B) acc. to 4WPI-SW70002 , InsideScrew with Rising Stem , CryogenicService | Bolt
2228 | Globe Valve , AP SPEC-ENG-MS009 , Class 300 , Beveled End , Extended BoltedBonnet , Handwheel Operator , ASTMA351-CF8 , Bronze Topworks , ResilientSeat , Process Clean (B) acc. to4WPI-SW70002 , Inside Screw with RisingStem , Cryogenic Service, SCH/THK S-10S | Bolt
2229 | Globe Valve , AP SPEC-ENG-MS009 , Class 300 , Beveled End , Extended BoltedBonnet , Handwheel Operator , ASTMA351-CF8 , Bronze Topworks , ResilientSeat , Process Clean (B) acc. to4WPI-SW70002 , Inside Screw with RisingStem , Cryogenic Service, SCH/THK S-10S | Bolt
2243 | Globe Valve , AP SPEC-ENG-MS009 , Class 300 , Socket Weld End , Extended BoltedBonnet , Handwheel Operator , ASTMA351-CF8 , Bronze Topworks , ResilientSeat , Process Clean (B) acc. to4WPI-SW70002 , Inside Screw with RisingStem , Cryogenic Service | Bolt
2257 | Globe Valve , AP SPEC-ENG-MS009 , Class 300 , Socket Welded End x FemaleThreaded End , Bolted Bonnet , HandwheelOperator , ASTM A351-CF8 , BronzeTopworks , Resilient Seat , ProcessClean (B) acc. to 4WPI-SW70002 , InsideScrew with Rising Stem , CryogenicService | Bolt
2262 | Globe Valve , AP SPEC-ENG-MS009 , Class 300 , Beveled End , Extended BoltedBonnet , Handwheel Operator , ASTMA351-CF8 , Bronze Topworks , ResilientSeat , Process Clean (B) acc. to4WPI-SW70002 , Inside Screw with RisingStem , Cryogenic Service, SCH/THK S-10S | Bolt
2263 | Globe Valve , AP SPEC-ENG-MS009 , Class 300 , Beveled End , Extended BoltedBonnet , Handwheel Operator , ASTMA351-CF8 , Bronze Topworks , ResilientSeat , Process Clean (B) acc. to4WPI-SW70002 , Inside Screw with RisingStem , Cryogenic Service, SCH/THK S-10S | Bolt
2268 | Globe Valve , AP SPEC-ENG-MS009 , Class 300 , Socket Weld End , Extended BoltedBonnet , Handwheel Operator , ASTMA351-CF8 , Bronze Topworks , ResilientSeat , Process Clean (B) acc. to4WPI-SW70002 , Inside Screw with RisingStem , Cryogenic Service | Bolt
2280 | Globe Valve , AP SPEC-ENG-MS009 , Class 300 , Socket Weld End , Extended BoltedBonnet , Handwheel Operator , ASTMA351-CF8 , Bronze Topworks , ResilientSeat , Process Clean (B) acc. to4WPI-SW70002 , Inside Screw with RisingStem , Cryogenic Service | Bolt
2295 | Globe Valve , AP SPEC-ENG-MS009 , Class 300 , Socket Welded End x FemaleThreaded End , Bolted Bonnet , HandwheelOperator , ASTM A351-CF8 , BronzeTopworks , Resilient Seat , ProcessClean (B) acc. to 4WPI-SW70002 , InsideScrew with Rising Stem , CryogenicService | Bolt
2310 | Globe Valve , AP SPEC-ENG-MS009 , Class 300 , Socket Weld End , Extended BoltedBonnet , Handwheel Operator , ASTMA351-CF8 , Bronze Topworks , ResilientSeat , Process Clean (B) acc. to4WPI-SW70002 , Inside Screw with RisingStem , Cryogenic Service | Bolt
2350 | Globe Valve , AP SPEC-ENG-MS009 , Class 300 , Beveled End , Extended BoltedBonnet , Handwheel Operator , ASTMA351-CF8 , Bronze Topworks , ResilientSeat , Process Clean (B) acc. to4WPI-SW70002 , Inside Screw with RisingStem , Cryogenic Service, SCH/THK S-10S | Bolt
2351 | Globe Valve , AP SPEC-ENG-MS009 , Class 300 , Socket Welded End x FemaleThreaded End , Bolted Bonnet , HandwheelOperator , ASTM A351-CF8 , BronzeTopworks , Resilient Seat , ProcessClean (B) acc. to 4WPI-SW70002 , InsideScrew with Rising Stem , CryogenicService | Bolt
2352 | Globe Valve , AP SPEC-ENG-MS009 , Class 300 , Socket Welded End x FemaleThreaded End , Bolted Bonnet , HandwheelOperator , ASTM A351-CF8 , BronzeTopworks , Resilient Seat , ProcessClean (B) acc. to 4WPI-SW70002 , InsideScrew with Rising Stem , CryogenicService | Bolt
2363 | Globe Valve , AP SPEC-ENG-MS009 , Class 300 , Beveled End , Extended BoltedBonnet , Handwheel Operator , ASTMA351-CF8 , Bronze Topworks , ResilientSeat , Process Clean (B) acc. to4WPI-SW70002 , Inside Screw with RisingStem , Cryogenic Service, SCH/THK S-10S | Bolt
2364 | Globe Valve , AP SPEC-ENG-MS009 , Class 15 , Socket Welded End x FemaleThreaded End , Bolted Bonnet , HandwheelOperator , ASTM A351-CF8 , BronzeTopworks , Resilient Seat , ProcessClean (B) acc. to 4WPI-SW70002 , InsideScrew with Rising Stem , CryogenicService | Bolt
2365 | Globe Valve , AP SPEC-ENG-MS009 , Class 300 , Socket Welded End x FemaleThreaded End , Bolted Bonnet , HandwheelOperator , ASTM A351-CF8 , BronzeTopworks , Resilient Seat , ProcessClean (B) acc. to 4WPI-SW70002 , InsideScrew with Rising Stem , CryogenicService | Bolt
2414 | Globe Valve , AP SPEC-ENG-MS009 , Class 300 , Beveled End , Extended Bonnet ,Handwheel Operator , ASTM A351-CF8 ,Bellows Stem Seal , Resilient Seat ,Oxygen Clean (AA) acc. to 4WPI-SW70003 ,Inside Screw with Rising Stem ,Cryogenic Oxygen Service, SCH/THK S-10S | Globe Valve
2415 | Globe Valve , AP SPEC-ENG-MS009 , Class 300 , Beveled End , Extended Bonnet ,Handwheel Operator , ASTM A351-CF8 ,Bellows Stem Seal , Resilient Seat ,Oxygen Clean (AA) acc. to 4WPI-SW70003 ,Inside Screw with Rising Stem ,Cryogenic Oxygen Service, SCH/THK S-10S | Globe Valve
2423 | Globe Valve , AP SPEC-ENG-MS009 , Class 300 , Socket Weld End , Extended Bonnet, Handwheel Operator , ASTM A351-CF8 ,Bellows Stem Seal , Resilient Seat ,Oxygen Clean (AA) acc. to 4WPI-SW70003 ,Inside Screw with Rising Stem ,Cryogenic Oxygen Service | Globe Valve
2439 | Globe Valve , AP SPEC-ENG-MS009 , Class 300 , Socket Welded End x FemaleThreaded End , Bolted Bonnet , HandwheelOperator , ASTM A351-CF8 , StainlessSteel Topworks + Trim , Resilient Seat ,Oxygen Clean (AA) acc. to 4WPI-SW70003 ,Inside Screw with Rising Stem ,Cryogenic Oxygen Service | Bolt
2459 | Globe Valve , AP SPEC-ENG-MS009 , Class 300 , Beveled End , Extended Bonnet ,Handwheel Operator , ASTM A351-CF8 ,Bellows Stem Seal , Resilient Seat ,Oxygen Clean (AA) acc. to 4WPI-SW70003 ,Inside Screw with Rising Stem ,Cryogenic Oxygen Service, SCH/THK S-10S | Globe Valve
2460 | Globe Valve , AP SPEC-ENG-MS009 , Class 300 , Socket Welded End x FemaleThreaded End , Bolted Bonnet , HandwheelOperator , ASTM A351-CF8 , StainlessSteel Topworks + Trim , Resilient Seat ,Oxygen Clean (AA) acc. to 4WPI-SW70003 ,Inside Screw with Rising Stem ,Cryogenic Oxygen Service | Bolt
2471 | Globe Valve , AP SPEC-ENG-MS009 , Class 300 , Beveled End , Extended Bonnet ,Handwheel Operator , ASTM A351-CF8 ,Bellows Stem Seal , Resilient Seat ,Oxygen Clean (AA) acc. to 4WPI-SW70003 ,Inside Screw with Rising Stem ,Cryogenic Oxygen Service, SCH/THK S-10S | Globe Valve
2472 | Globe Valve , AP SPEC-ENG-MS009 , Class 300 , Socket Weld End , Extended Bonnet, Handwheel Operator , ASTM A351-CF8 ,Bellows Stem Seal , Resilient Seat ,Oxygen Clean (AA) acc. to 4WPI-SW70003 ,Inside Screw with Rising Stem ,Cryogenic Oxygen Service | Globe Valve
2484 | Globe Valve , AP SPEC-ENG-MS009 , Class 300 , Socket Weld End , Extended Bonnet, Handwheel Operator , ASTM A351-CF8 ,Bellows Stem Seal , Resilient Seat ,Oxygen Clean (AA) acc. to 4WPI-SW70003 ,Inside Screw with Rising Stem ,Cryogenic Oxygen Service | Globe Valve
2497 | Globe Valve , AP SPEC-ENG-MS009 , Class 300 , Socket Weld End , Extended Bonnet, Handwheel Operator , ASTM A351-CF8 ,Bellows Stem Seal , Resilient Seat ,Oxygen Clean (AA) acc. to 4WPI-SW70003 ,Inside Screw with Rising Stem ,Cryogenic Oxygen Service | Globe Valve
2519 | Butterfly Valve, Wafer Type , API 609 Category B , Class 150 , Raised-facethru-bolted end without bolt holes ,Manual gear operator , ASTM A351-CF8M ,316 SS Disk , RPTFE Seat , PTFE Gasketand Seals , Stainless Steel Type 17-4 PHShaft , Oxygen Clean (AA) acc. to4WPI-SW70003 , Oxygen Service | Gasket
2520 | Butterfly Valve, Wafer Type , API 609 Category B , Class 150 , Raised-facethru-bolted end without bolt holes ,Manual gear operator , ASTM A351-CF8M ,316 SS Disk , RPTFE Seat , PTFE Gasketand Seals , Stainless Steel Type 17-4 PHShaft , Oxygen Clean (AA) acc. to4WPI-SW70003 , Oxygen Service | Gasket
2529 | Globe Valve , AP SPEC-ENG-MS009 , Class 300 , Plain End , Bolted Bonnet ,Handwheel Operator , ASTM B62 Cl.C83600, Resilient Seat , Oxygen Clean (AA)acc. to 4WPI-SW70003 , Inside Screw withRising Stem , 76mm Long Stainless SteelPipe Stubs , Cryogenic Oxygen Service,SCH/THK S-40S | Pipe
2530 | Globe Valve , AP SPEC-ENG-MS009 , Class 300 , Plain End x Female Threaded End ,Bolted Bonnet , Handwheel Operator ,ASTM B62 Cl.C83600 , Resilient Seat ,Oxygen Clean (AA) acc. to 4WPI-SW70003 ,Inside Screw with Rising Stem , 76mmLong Monel Pipe Stub Inlet , CryogenicOxygen Service, SCH/THK S-40 | Pipe
2531 | Globe Valve , AP SPEC-ENG-MS009 , Class 300 , Plain End x Female Threaded End ,Bolted Bonnet , Handwheel Operator ,ASTM B62 Cl.C83600 , Resilient Seat ,Oxygen Clean (AA) acc. to 4WPI-SW70003 ,Inside Screw with Rising Stem , 76mmLong Monel Pipe Stub Inlet , CryogenicOxygen Service, SCH/THK S-40 | Pipe
2536 | Globe Valve , AP SPEC-ENG-MS009 , Class 150 , Beveled End , Extended BoltedBonnet , Handwheel Operator , ASTMA351-CF3M , Resilient Seat , ProcessClean (B) acc. to 4WPI-SW70002 ,Cryogenic Service, SCH/THK S-10S | Bolt
2553 | Globe Valve , AP SPEC-ENG-MS009 , Class 150 , Beveled End , Extended BoltedBonnet , Handwheel Operator , ASTMA351-CF3M , Resilient Seat , ProcessClean (B) acc. to 4WPI-SW70002 ,Cryogenic Service, SCH/THK S-10S | Bolt
2554 | Globe Valve , AP SPEC-ENG-MS009 , Class 300 , Socket Weld End , Extended BoltedBonnet , Handwheel Operator , ASTMA351-CF8 , Bronze Topworks , ResilientSeat , Process Clean (B) acc. to4WPI-SW70002 , Inside Screw with RisingStem , Cryogenic Service | Bolt
2615 | Butterfly Valve, Wafer Type , API 609 Category B , Class 150 , Raised-facethru-bolted end without bolt holes ,Manual gear operator , ASTM A216-WCB ,Stainless Steel Type 304 or 316 Disk ,RPTFE Seat , Stainless Steel Type 17-4PH Shaft , Process Clean (B) acc. to4WPI-SW70002 | Butterfly Valve
2639 | Butterfly Valve, Wafer Type , API 609 Category B , Class 150 , Raised-facethru-bolted end without bolt holes ,Manual gear operator , ASTM A216-WCB ,Stainless Steel Type 304 or 316 Disk ,RPTFE Seat , Stainless Steel Type 17-4PH Shaft , Process Clean (B) acc. to4WPI-SW70002 | Butterfly Valve
2662 | Globe Valve , API STD 602 , Class 800 , Socket Welded End x Female Threaded End, Bolted Bonnet , Handwheel Operator ,ASTM A105N , API Trim 8 , Process Clean(B) acc. to 4WPI-SW70002 | Bolt
2676 | Globe Valve , API STD 602 , Class 800 , Socket Welded End x Female Threaded End, Bolted Bonnet , Handwheel Operator ,ASTM A105N , API Trim 8 , Process Clean(B) acc. to 4WPI-SW70002 | Bolt
2694 | Globe Valve , API STD 602 , Class 800 , Socket Welded End x Female Threaded End, Bolted Bonnet , Handwheel Operator ,ASTM A105N , API Trim 8 , Process Clean(B) acc. to 4WPI-SW70002 | Bolt
2707 | Butterfly Valve, Wafer Type , AP SPEC-ENG-MS009, Extended Stem , Class300 , Raised-face thru-bolted endwithout bolt holes , Manual gearoperator , ASTM A351-CF8M , 316 SS Disk, RPTFE Seat , Stainless Steel Type 17-4PH Shaft , Process Clean (B) acc. to4WPI-SW70002 , Cryogenic Servic | Butterfly Valve
2721 | Butterfly Valve, Wafer Type , AP SPEC-ENG-MS009, Extended Stem , Class300 , Raised-face thru-bolted endwithout bolt holes , Manual gearoperator , ASTM A351-CF8M , 316 SS Disk, RPTFE Seat , Stainless Steel Type 17-4PH Shaft , Process Clean (B) acc. to4WPI-SW70002 , Cryogenic Service | Butterfly Valve
2722 | Globe Valve , AP SPEC-ENG-MS009 , Class 300 , Socket Welded End x FemaleThreaded End , Bolted Bonnet , HandwheelOperator , ASTM A351-CF8 , BronzeTopworks , Resilient Seat , ProcessClean (B) acc. to 4WPI-SW70002 , InsideScrew with Rising Stem , CryogenicService | Bolt
2733 | Butterfly Valve, Wafer Type , AP SPEC-ENG-MS009, Extended Stem , Class300 , Raised-face thru-bolted endwithout bolt holes , Manual gearoperator , ASTM A351-CF8M , 316 SS Disk, RPTFE Seat , Stainless Steel Type 17-4PH Shaft , Process Clean (B) acc. to4WPI-SW70002 , Cryogenic Service | Butterfly Valve
2745 | Butterfly Valve, Wafer Type , AP SPEC-ENG-MS009, Extended Stem , Class300 , Raised-face thru-bolted endwithout bolt holes , Manual gearoperator , ASTM A351-CF8M , 316 SS Disk, RPTFE Seat , Stainless Steel Type 17-4PH Shaft , Process Clean (B) acc. to4WPI-SW70002 , Cryogenic Service | Butterfly Valve
2746 | Globe Valve , AP SPEC-ENG-MS009 , Class 300 , Socket Welded End x FemaleThreaded End , Bolted Bonnet , HandwheelOperator , ASTM A351-CF8 , BronzeTopworks , Resilient Seat , ProcessClean (B) acc. to 4WPI-SW70002 , InsideScrew with Rising Stem , CryogenicService | Bolt
2757 | Butterfly Valve, Wafer Type , AP SPEC-ENG-MS009, Extended Stem , Class300 , Raised-face thru-bolted endwithout bolt holes , Manual gearoperator , ASTM A351-CF8M , 316 SS Disk, RPTFE Seat , Stainless Steel Type 17-4PH Shaft , Process Clean (B) acc. to4WPI-SW70002 , Cryogenic Service | Butterfly Valve
2768 | Globe Valve , AP SPEC-ENG-MS009 , Class 300 , Socket Welded End x FemaleThreaded End , Bolted Bonnet , HandwheelOperator , ASTM A351-CF8 , BronzeTopworks , Resilient Seat , ProcessClean (B) acc. to 4WPI-SW70002 , InsideScrew with Rising Stem , CryogenicService | Bolt
2777 | Butterfly Valve, Wafer Type , APSPEC-ENG-MS009, Extended Stem , Class300 , Raised-face thru-bolted endwithout bolt holes , Manual gearoperator , ASTM A351-CF8M , 316 SS Disk, RPTFE Seat , Stainless Steel Type 17-4PH Shaft , Process Clean (B) acc. to4WPI-SW70002 , Cryogenic Service | Butterfly Valve
2804 | Needle Valve , Generic manufacturer , 6000 psig , Socket Welded End x FemaleThreaded End , Union Bonnet , T-handle,short , 316L stainless steel , PTFEPacking , Oxygen Clean (AA) acc. to4WPI-SW70003 | Needle Valve
2831 | Gate Valve, Flexible Wedge , API 600 , Class 300 , Raised-face flanged end ,Bolted Bonnet , Handwheel Operator ,ASTM A351-CF8M , API Trim 12 , ProcessClean (B) acc. to 4WPI-SW70002 | Bolt
2832 | Globe Valve , AP SPEC-ENG-MS009 , Class 300 , Socket Welded End x FemaleThreaded End , Bolted Bonnet , HandwheelOperator , ASTM A351-CF8 , BronzeTopworks , Resilient Seat , ProcessClean (B) acc. to 4WPI-SW70002 , InsideScrew with Rising Stem , CryogenicService | Bolt
2854 | Gate Valve, Flexible Wedge , API 600 , Class 300 , Raised-face flanged end ,Bolted Bonnet , Handwheel Operator ,ASTM A351-CF8M , API Trim 12 , ProcessClean (B) acc. to 4WPI-SW70002 | Bolt
2855 | Globe Valve , AP SPEC-ENG-MS009 , Class 300 , Socket Welded End x FemaleThreaded End , Bolted Bonnet , HandwheelOperator , ASTM A351-CF8 , BronzeTopworks , Resilient Seat , ProcessClean (B) acc. to 4WPI-SW70002 , InsideScrew with Rising Stem , CryogenicService | Bolt
2856 | Gate Valve, Solid Wedge , API 602 , Class 800 , Socket Welded End x FemaleThreaded End , Bolted Bonnet , HandwheelOperator , ASTM A182 Grade F 316/F 316L, API Trim 12 , Process Clean (B) acc.to 4WPI-SW70002 | Bolt
2875 | Butterfly Valve, Wafer Type , API 609 Category B , Class 300 , Raised-facethru-bolted end without bolt holes ,Manual gear operator , ASTM A351-CF8M ,316 SS Disk , RPTFE Seat , StainlessSteel Type 17-4 PH Shaft , Process Clean(B) acc. to 4WPI-SW70002 | Butterfly Valve
2876 | Globe Valve , API STD 602 , Class 800 , Socket Weld End , Bolted Bonnet ,Handwheel Operator , ASTM A182 Grade F316/F 316L , API Trim 12 , Process Clean(B) acc. to 4WPI-SW70002 | Bolt
2905 | Needle Valve , Generic manufacturer , 6000 psig , Socket Welded End x FemaleThreaded End , Union Bonnet , T-handle,short , 316L stainless steel , PTFEPacking , Oxygen Clean (AA) acc. to4WPI-SW70003 | Needle Valve
2932 | Gate Valve, Flexible Wedge , API 600 , Class 300 , Raised-face flanged end ,Bolted Bonnet , Handwheel Operator ,ASTM A351-CF8M , API Trim 12 , ProcessClean (B) acc. to 4WPI-SW70002 | Bolt
2933 | Globe Valve , AP SPEC-ENG-MS009 , Class 300 , Socket Welded End x FemaleThreaded End , Bolted Bonnet , HandwheelOperator , ASTM A351-CF8 , BronzeTopworks , Resilient Seat , ProcessClean (B) acc. to 4WPI-SW70002 , InsideScrew with Rising Stem , CryogenicService | Bolt
2955 | Gate Valve, Flexible Wedge , API 600 , Class 300 , Raised-face flanged end ,Bolted Bonnet , Handwheel Operator ,ASTM A351-CF8M , API Trim 12 , ProcessClean (B) acc. to 4WPI-SW70002 | Bolt
2956 | Globe Valve , AP SPEC-ENG-MS009 , Class 300 , Socket Welded End x FemaleThreaded End , Bolted Bonnet , HandwheelOperator , ASTM A351-CF8 , BronzeTopworks , Resilient Seat , ProcessClean (B) acc. to 4WPI-SW70002 , InsideScrew with Rising Stem , CryogenicService | Bolt
2957 | Gate Valve, Solid Wedge , API 602 , Class 800 , Socket Welded End x FemaleThreaded End , Bolted Bonnet , HandwheelOperator , ASTM A182 Grade F 316/F 316L, API Trim 12 , Process Clean (B) acc.to 4WPI-SW70002 | Bolt
2976 | Butterfly Valve, Wafer Type , API 609 Category B , Class 300 , Raised-facethru-bolted end without bolt holes ,Manual gear operator , ASTM A351-CF8M ,316 SS Disk , RPTFE Seat , StainlessSteel Type 17-4 PH Shaft , Process Clean(B) acc. to 4WPI-SW70002 | Butterfly Valve
2977 | Globe Valve , API STD 602 , Class 800 , Socket Weld End , Bolted Bonnet ,Handwheel Operator , ASTM A182 Grade F316/F 316L , API Trim 12 , Process Clean(B) acc. to 4WPI-SW70002 | Bolt
3006 | Needle Valve , Generic manufacturer , 6000 psig , Socket Welded End x FemaleThreaded End , Union Bonnet , T-handle,short , 316L stainless steel , PTFEPacking , Oxygen Clean (AA) acc. to4WPI-SW70003 | Needle Valve
3031 | Gate Valve, Flexible Wedge , API 600 , Class 300 , Raised-face flanged end ,Bolted Bonnet , Handwheel Operator ,ASTM A351-CF8M , API Trim 12 , ProcessClean (B) acc. to 4WPI-SW70002 | Bolt
3032 | Gate Valve, Flexible Wedge , API 600 , Class 300 , Raised-face flanged end ,Bolted Bonnet , Handwheel Operator ,ASTM A351-CF8M , API Trim 12 , ProcessClean (B) acc. to 4WPI-SW70002 | Bolt
3033 | Globe Valve , AP SPEC-ENG-MS009 , Class 300 , Socket Welded End x FemaleThreaded End , Bolted Bonnet , HandwheelOperator , ASTM A351-CF8 , BronzeTopworks , Resilient Seat , ProcessClean (B) acc. to 4WPI-SW70002 , InsideScrew with Rising Stem , CryogenicService | Bolt
3034 | Globe Valve , AP SPEC-ENG-MS009 , Class 300 , Socket Welded End x FemaleThreaded End , Bolted Bonnet , HandwheelOperator , ASTM A351-CF8 , BronzeTopworks , Resilient Seat , ProcessClean (B) acc. to 4WPI-SW70002 , InsideScrew with Rising Stem , CryogenicService | Bolt
3054 | Butterfly Valve, Wafer Type , API 609 Category B , Class 300 , Raised-facethru-bolted end without bolt holes ,Manual gear operator , ASTM A351-CF8M ,316 SS Disk , RPTFE Seat , StainlessSteel Type 17-4 PH Shaft , Process Clean(B) acc. to 4WPI-SW70002 | Butterfly Valve
3055 | Gate Valve, Solid Wedge , API 602 , Class 800 , Socket Welded End x FemaleThreaded End , Bolted Bonnet , HandwheelOperator , ASTM A182 Grade F 316/F 316L, API Trim 12 , Process Clean (B) acc.to 4WPI-SW70002 | Bolt
3056 | Globe Valve , API STD 602 , Class 800 , Socket Weld End , Bolted Bonnet ,Handwheel Operator , ASTM A182 Grade F316/F 316L , API Trim 12 , Process Clean(B) acc. to 4WPI-SW70002SUPPORTS | Bolt
3076 | Butterfly Valve, Wafer Type , API 609 Category B , Class 150 , Raised-facethru-bolted end without bolt holes ,Manual gear operator , ASTM A351-CF8M ,316 SS Disk , RPTFE Seat , StainlessSteel Type 17-4 PH Shaft , Process Clean(B) acc. to 4WPI-SW70002 | Butterfly Valve
3077 | Dual Plate Check Valve , API 594 , Class 150 , Raised-face thru-bolted endwithout bolt holes , Wafer , ASTMA351-CF8M , API Trim 12 , Process Clean(B) acc. to 4WPI-SW70002 | Dual Plate Check Valve
3078 | Globe Valve , API STD 602 , Class 800 , Socket Welded End x Female Threaded End, Bolted Bonnet , Handwheel Operator ,ASTM A182 Grade F 316/F 316L , API Trim12 , Process Clean (B) acc. to4WPI-SW70002 | Bolt
3079 | Globe Valve , API STD 602 , Class 800 , Socket Welded End x Female Threaded End, Bolted Bonnet , Handwheel Operator ,ASTM A182 Grade F 316/F 316L , API Trim12 , Process Clean (B) acc. to4WPI-SW70002 | Bolt
3109 | Butterfly Valve, Wafer Type , API 609 Category B , Class 300 , Raised-facethru-bolted end without bolt holes ,Manual gear operator , ASTM A351-CF8M ,316 SS Disk , RPTFE Seat , StainlessSteel Type 17-4 PH Shaft , Process Clean(B) acc. to 4WPI-SW70002 | Butterfly Valve
3110 | Globe Valve , API STD 602 , Class 800 , Socket Welded End x Female Threaded End, Bolted Bonnet , Handwheel Operator ,ASTM A182 Grade F 316/F 316L , API Trim12 , Process Clean (B) acc. to4WPI-SW70002 | Bolt
3117 | Globe Valve , API STD 602 , Class 800 , Socket Welded End x Female Threaded End, Bolted Bonnet , Handwheel Operator ,ASTM A182 Grade F 316/F 316L , API Trim12 , Process Clean (B) acc. to4WPI-SW70002 | Bolt
3118 | Globe Valve , API STD 602 , Class 800 , Socket Welded End x Female Threaded End, Bolted Bonnet , Handwheel Operator ,ASTM A182 Grade F 316/F 316L , API Trim12 , Process Clean (B) acc. to4WPI-SW70002 | Bolt
3134 | Globe Valve , API STD 602 , Class 800 , Socket Welded End x Female Threaded End, Bolted Bonnet , Handwheel Operator ,ASTM A182 Grade F 316/F 316L , API Trim12 , Process Clean (B) acc. to4WPI-SW70002 | Bolt
3148 | Butterfly Valve, Wafer Type , API 609 Category B , Class 150 , Raised-facethru-bolted end without bolt holes ,Manual gear operator , ASTM A351-CF8M ,316 SS Disk , RPTFE Seat , StainlessSteel Type 17-4 PH Shaft , Process Clean(B) acc. to 4WPI-SW70002 | Butterfly Valve
3149 | Globe Valve , API STD 602 , Class 800 , Socket Welded End x Female Threaded End, Bolted Bonnet , Handwheel Operator ,ASTM A182 Grade F 316/F 316L , API Trim12 , Process Clean (B) acc. to4WPI-SW70002 | Bolt
3161 | Needle Valve , Generic manufacturer , 6000 psig , Socket Welded End x FemaleThreaded End , Union Bonnet , T-handle,short , 316L stainless steel , PTFEPacking , Oxygen Clean (AA) acc. to4WPI-SW70003 | Needle Valve
3162 | Needle Valve , Generic manufacturer , 6000 psig , Socket Welded End x FemaleThreaded End , Union Bonnet , T-handle,short , 316L stainless steel , PTFEPacking , Oxygen Clean (AA) acc. to4WPI-SW70003 | Needle Valve
3180 | Dual Plate Check Valve , API 594 , Class 150 , Raised-face thru-bolted endwithout bolt holes , Wafer , ASTMA351-CF8M , API Trim 12 , Process Clean(B) acc. to 4WPI-SW70002 | Dual Plate Check Valve
3181 | Globe Valve , API STD 602 , Class 800 , Socket Welded End x Female Threaded End, Bolted Bonnet , Handwheel Operator ,ASTM A182 Grade F 316/F 316L , API Trim12 , Process Clean (B) acc. to4WPI-SW70002 | Bolt
3201 | Butterfly Valve, Wafer Type , API 609 Category B , Class 150 , Raised-facethru-bolted end without bolt holes ,Manual gear operator , ASTM A351-CF8M ,316 SS Disk , RPTFE Seat , StainlessSteel Type 17-4 PH Shaft , Process Clean(B) acc. to 4WPI-SW70002 | Butterfly Valve
3202 | Globe Valve , API STD 602 , Class 800 , Socket Welded End x Female Threaded End, Bolted Bonnet , Handwheel Operator ,ASTM A182 Grade F 316/F 316L , API Trim12 , Process Clean (B) acc. to4WPI-SW70002 | Bolt
3214 | Needle Valve , Generic manufacturer , 6000 psig , Socket Welded End x FemaleThreaded End , Union Bonnet , T-handle,short , 316L stainless steel , PTFEPacking , Oxygen Clean (AA) acc. to4WPI-SW70003 | Needle Valve
3215 | Needle Valve , Generic manufacturer , 6000 psig , Socket Welded End x FemaleThreaded End , Union Bonnet , T-handle,short , 316L stainless steel , PTFEPacking , Oxygen Clean (AA) acc. to4WPI-SW70003 | Needle Valve
3233 | Dual Plate Check Valve , API 594 , Class 150 , Raised-face thru-bolted endwithout bolt holes , Wafer , ASTMA351-CF8M , API Trim 12 , Process Clean(B) acc. to 4WPI-SW70002 | Dual Plate Check Valve
3234 | Globe Valve , API STD 602 , Class 800 , Socket Welded End x Female Threaded End, Bolted Bonnet , Handwheel Operator ,ASTM A182 Grade F 316/F 316L , API Trim12 , Process Clean (B) acc. to4WPI-SW70002 | Bolt
3241 | Needle Valve , Generic manufacturer , 6000 psig , Socket Welded End x FemaleThreaded End , Union Bonnet , T-handle,short , 316L stainless steel , PTFEPacking , Oxygen Clean (AA) acc. to4WPI-SW70003 | Needle Valve
3242 | Needle Valve , Generic manufacturer , 6000 psig , Socket Welded End x FemaleThreaded End , Union Bonnet , T-handle,short , 316L stainless steel , PTFEPacking , Oxygen Clean (AA) acc. to4WPI-SW70003 | Needle Valve
3243 | Needle Valve , Generic manufacturer , 6000 psig , Socket Welded End x FemaleThreaded End , Union Bonnet , T-handle,short , 316L stainless steel , PTFEPacking , Oxygen Clean (AA) acc. to4WPI-SW70003 | Needle Valve
3258 | Butterfly Valve, Wafer Type , API 609 Category B , Class 150 , Raised-facethru-bolted end without bolt holes ,Manual gear operator , ASTM A351-CF8M ,316 SS Disk , RPTFE Seat , StainlessSteel Type 17-4 PH Shaft , Process Clean(B) acc. to 4WPI-SW70002 | Butterfly Valve
3259 | Needle Valve , Generic manufacturer , 6000 psig , Socket Welded End x FemaleThreaded End , Union Bonnet , T-handle,short , 316L stainless steel , PTFEPacking , Oxygen Clean (AA) acc. to4WPI-SW70003 | Needle Valve
3260 | Globe Valve , API STD 602 , Class 800 , Socket Welded End x Female Threaded End, Bolted Bonnet , Handwheel Operator ,ASTM A182 Grade F 316/F 316L , API Trim12 , Process Clean (B) acc. to4WPI-SW70002 | Bolt
3281 | Dual Plate Check Valve , API 594 , Class 150 , Raised-face thru-bolted endwithout bolt holes , Wafer , ASTMA351-CF8M , API Trim 12 , Process Clean(B) acc. to 4WPI-SW70002 | Dual Plate Check Valve
3282 | Globe Valve , API STD 602 , Class 800 , Socket Welded End x Female Threaded End, Bolted Bonnet , Handwheel Operator ,ASTM A182 Grade F 316/F 316L , API Trim12 , Process Clean (B) acc. to4WPI-SW70002 | Bolt
3373 | Butterfly Valve Short Pattern, Double Flanged , API 609 Category B , Class 150, Raised-face flanged end , Manual gearoperator , ASTM A351-CF8M , 316 SS Disk, RPTFE Seat , Stainless Steel Type 17-4PH Shaft , Process Clean (B) acc. to4WPI-SW70002 , ASME B16.47 Series A | Butterfly Valve
3374 | Butterfly Valve, Wafer Type , API 609 Category B , Class 150 , Raised-facethru-bolted end without bolt holes ,Manual gear operator , ASTM A351-CF8M ,316 SS Disk , RPTFE Seat , StainlessSteel Type 17-4 PH Shaft , Process Clean(B) acc. to 4WPI-SW70002 | Butterfly Valve
3375 | Butterfly Valve, Wafer Type , API 609 Category B , Class 150 , Raised-facethru-bolted end without bolt holes ,Manual gear operator , ASTM A351-CF8M ,316 SS Disk , RPTFE Seat , StainlessSteel Type 17-4 PH Shaft , Process Clean(B) acc. to 4WPI-SW70002 | Butterfly Valve
3376 | Globe Valve , API STD 602 , Class 800 , Socket Welded End x Female Threaded End, Bolted Bonnet , Handwheel Operator ,ASTM A182 Grade F 316/F 316L , API Trim12 , Process Clean (B) acc. to4WPI-SW70002 | Bolt
3388 | Butterfly Valve Short Pattern, Double Flanged , API 609 Category B , Class 150, Raised-face flanged end , Manual gearoperator , ASTM A351-CF8M , 316 SS Disk, RPTFE Seat , Stainless Steel Type 17-4PH Shaft , Process Clean (B) acc. to4WPI-SW70002 , ASME B16.47 Series A | Butterfly Valve
3389 | Globe Valve , API STD 602 , Class 800 , Socket Welded End x Female Threaded End, Bolted Bonnet , Handwheel Operator ,ASTM A182 Grade F 316/F 316L , API Trim12 , Process Clean (B) acc. to4WPI-SW70002 | Bolt
3405 | Butterfly Valve, Wafer Type , API 609 Category B , Class 150 , Raised-facethru-bolted end without bolt holes ,Manual gear operator , ASTM A351-CF8M ,316 SS Disk , RPTFE Seat , StainlessSteel Type 17-4 PH Shaft , Process Clean(B) acc. to 4WPI-SW70002 | Butterfly Valve
3421 | Gate Valve, Flexible Wedge , API 600 , Class 150 , Beveled End , Bolted Bonnet, Handwheel Operator , ASTM A216-WCB ,API Trim 8 , Standard Clean (SC) acc. to4WPI-SW70001, SCH/THK S-STD | Bolt
3422 | Gate Valve, Flexible Wedge , API 600 , Class 150 , Beveled End , Bolted Bonnet, Handwheel Operator , ASTM A216-WCB ,API Trim 8 , Standard Clean (SC) acc. to4WPI-SW70001, SCH/THK S-STD | Bolt
3423 | Globe Valve , API STD 602 , Class 800 , Socket Welded End x Female Threaded End, Bolted Bonnet , Handwheel Operator ,ASTM A105N , API Trim 8 , Standard Clean(SC) acc. to 4WPI-SW70001 | Bolt
3430 | Gate Valve, Flexible Wedge , API 600 , Class 150 , Beveled End , Bolted Bonnet, Handwheel Operator , ASTM A216-WCB ,API Trim 8 , Standard Clean (SC) acc. to4WPI-SW70001, SCH/THK S-STD | Bolt
3431 | Gate Valve, Flexible Wedge , API 600 , Class 150 , Beveled End , Bolted Bonnet, Handwheel Operator , ASTM A216-WCB ,API Trim 8 , Standard Clean (SC) acc. to4WPI-SW70001, SCH/THK S-STD | Bolt
3432 | Globe Valve , API STD 602 , Class 800 , Socket Welded End x Female Threaded End, Bolted Bonnet , Handwheel Operator ,ASTM A105N , API Trim 8 , Standard Clean(SC) acc. to 4WPI-SW70001 | Bolt
3439 | Gate Valve, Flexible Wedge , API 600 , Class 150 , Beveled End , Bolted Bonnet, Handwheel Operator , ASTM A216-WCB ,API Trim 8 , Standard Clean (SC) acc. to4WPI-SW70001, SCH/THK S-STD | Bolt
3440 | Gate Valve, Flexible Wedge , API 600 , Class 150 , Beveled End , Bolted Bonnet, Handwheel Operator , ASTM A216-WCB ,API Trim 8 , Standard Clean (SC) acc. to4WPI-SW70001, SCH/THK S-STD | Bolt
3441 | Globe Valve , API STD 602 , Class 800 , Socket Welded End x Female Threaded End, Bolted Bonnet , Handwheel Operator ,ASTM A105N , API Trim 8 , Standard Clean(SC) acc. to 4WPI-SW70001 | Bolt
3478 | Butterfly Valve, Wafer Type , API 609 Category B , Class 150 , Raised-facethru-bolted end without bolt holes ,Manual gear operator , ASTM A351-CF8M ,316 SS Disk , RPTFE Seat , StainlessSteel Type 17-4 PH Shaft , Process Clean(B) acc. to 4WPI-SW70002 | Butterfly Valve
3479 | Globe Valve , API STD 602 , Class 800 , Socket Welded End x Female Threaded End, Bolted Bonnet , Handwheel Operator ,ASTM A182 Grade F 316/F 316L , API Trim12 , Process Clean (B) acc. to4WPI-SW70002 | Bolt
3490 | Butterfly Valve, Wafer Type , API 609 Category B , Class 150 , Raised-facethru-bolted end without bolt holes ,Manual gear operator , ASTM A351-CF8M ,316 SS Disk , RPTFE Seat , StainlessSteel Type 17-4 PH Shaft , Process Clean(B) acc. to 4WPI-SW70002 | Butterfly Valve
3491 | Globe Valve , API STD 602 , Class 800 , Socket Welded End x Female Threaded End, Bolted Bonnet , Handwheel Operator ,ASTM A182 Grade F 316/F 316L , API Trim12 , Process Clean (B) acc. to4WPI-SW70002 | Bolt
3502 | Butterfly Valve, Wafer Type , API 609 Category B , Class 150 , Raised-facethru-bolted end without bolt holes ,Manual gear operator , ASTM A351-CF8M ,316 SS Disk , RPTFE Seat , StainlessSteel Type 17-4 PH Shaft , Process Clean(B) acc. to 4WPI-SW70002 | Butterfly Valve
3503 | Globe Valve , API STD 602 , Class 800 , Socket Welded End x Female Threaded End, Bolted Bonnet , Handwheel Operator ,ASTM A182 Grade F 316/F 316L , API Trim12 , Process Clean (B) acc. to4WPI-SW70002 | Bolt
3510 | Gate Valve, Solid Wedge , API 602 , Class 800 , Socket Weld End , BoltedBonnet , Handwheel Operator , ASTM A105N, API Trim 8 , Standard Clean (SC) acc.to 4WPI-SW70001 | Bolt
3511 | Swing Check Valve , API STD 602 , Class 800 , Socket Weld End , Bolted Cover ,ASTM A105N , API Trim 8 , Standard Clean(SC) acc. to 4WPI-SW70001 | Bolt
3535 | Gate Valve, Solid Wedge , API 602 , Class 800 , Socket Weld End , BoltedBonnet , Handwheel Operator , ASTM A105N, API Trim 8 , Standard Clean (SC) acc.to 4WPI-SW70001 | Bolt
3536 | Swing Check Valve , API STD 602 , Class 800 , Socket Weld End , Bolted Cover ,ASTM A105N , API Trim 8 , Standard Clean(SC) acc. to 4WPI-SW70001 | Bolt
3537 | Gate Valve, Solid Wedge , API 602 , Class 800 , Socket Welded End x FemaleThreaded End , Bolted Bonnet , HandwheelOperator , ASTM A105N , API Trim 8 ,Standard Clean (SC) acc. to 4WPI-SW70001 | Bolt
3550 | Gate Valve, Solid Wedge , API 602 , Class 800 , Socket Weld End , BoltedBonnet , Handwheel Operator , ASTM A105N, API Trim 8 , Standard Clean (SC) acc.to 4WPI-SW70001 | Bolt
3551 | Gate Valve, Solid Wedge , API 602 , Class 800 , Socket Weld End , BoltedBonnet , Handwheel Operator , ASTM A105N, API Trim 8 , Standard Clean (SC) acc.to 4WPI-SW70001 | Bolt
3552 | Globe Valve , API STD 602 , Class 800 , Socket Welded End x Female Threaded End, Bolted Bonnet , Handwheel Operator ,ASTM A105N , API Trim 8 , Standard Clean(SC) acc. to 4WPI-SW70001 | Bolt
3553 | Gate Valve, Solid Wedge , API 602 , Class 800 , Socket Welded End x FemaleThreaded End , Bolted Bonnet , HandwheelOperator , ASTM A105N , API Trim 8 ,Standard Clean (SC) acc. to 4WPI-SW70001 | Bolt
3571 | Swing Check Valve , API STD 602 , Class 800 , Socket Weld End , Bolted Cover ,ASTM A105N , API Trim 8 , Standard Clean(SC) acc. to 4WPI-SW70001 | Bolt
3572 | Gate Valve, Solid Wedge , API 602 , Class 800 , Socket Weld End , BoltedBonnet , Handwheel Operator , ASTM A105N, API Trim 8 , Standard Clean (SC) acc.to 4WPI-SW70001 | Bolt
3573 | Globe Valve , API STD 602 , Class 800 , Socket Welded End x Female Threaded End, Bolted Bonnet , Handwheel Operator ,ASTM A105N , API Trim 8 , Standard Clean(SC) acc. to 4WPI-SW70001 | Bolt
3603 | Globe Valve , API STD 602 , Class 800 , Socket Weld End , Bolted Bonnet ,Handwheel Operator , ASTM A105N , APITrim 8 , Standard Clean (SC) acc. to4WPI-SW70001 | Bolt
3611 | Globe Valve , API STD 602 , Class 800 , Socket Weld End , Bolted Bonnet ,Handwheel Operator , ASTM A105N , APITrim 8 , Standard Clean (SC) acc. to4WPI-SW70001 | Bolt
3618 | Globe Valve , API STD 602 , Class 800 , Socket Weld End , Bolted Bonnet ,Handwheel Operator , ASTM A105N , APITrim 8 , Standard Clean (SC) acc. to4WPI-SW70001 | Bolt
3678 | Gate Valve, Flexible Wedge , API 600 , Class 150 , Beveled End , Bolted Bonnet, Handwheel Operator , ASTM A351-CF3M ,API Trim 12 , Standard Clean (SC) acc.to 4WPI-SW70001, SCH/THK S-10S | Bolt
3679 | Globe Valve , API STD 602 , Class 800 , Socket Welded End x Female Threaded End, Bolted Bonnet , Handwheel Operator ,ASTM A182 Grade F 316/F 316L , API Trim12 , Standard Clean (SC) acc. to4WPI-SW70001 | Bolt
3698 | Gate Valve, Flexible Wedge , API 600 , Class 150 , Beveled End , Bolted Bonnet, Handwheel Operator , ASTM A351-CF3M ,API Trim 12 , Standard Clean (SC) acc.to 4WPI-SW70001, SCH/THK S-10S | Bolt
3699 | Globe Valve , API STD 602 , Class 800 , Socket Welded End x Female Threaded End, Bolted Bonnet , Handwheel Operator ,ASTM A182 Grade F 316/F 316L , API Trim12 , Standard Clean (SC) acc. to4WPI-SW70001 | Bolt
3718 | Gate Valve, Flexible Wedge , API 600 , Class 150 , Beveled End , Bolted Bonnet, Handwheel Operator , ASTM A351-CF3M ,API Trim 12 , Standard Clean (SC) acc.to 4WPI-SW70001, SCH/THK S-10S | Bolt
3719 | Globe Valve , API STD 602 , Class 800 , Socket Welded End x Female Threaded End, Bolted Bonnet , Handwheel Operator ,ASTM A182 Grade F 316/F 316L , API Trim12 , Standard Clean (SC) acc. to4WPI-SW70001 | Bolt
3732 | Globe Valve , AP SPEC-ENG-MS009 , Class 300 , Socket Weld End , Extended BoltedBonnet , Handwheel Operator , ASTMA351-CF8 , Bronze Topworks , ResilientSeat , Process Clean (B) acc. to4WPI-SW70002 , Inside Screw with RisingStem , Cryogenic Service | Bolt
3802 | Butterfly Valve, Wafer Type , API 609 Category A , 150 psig , Flat Facew/Integral Gaskets , Lever Operator ,ASTM A126 Grade B or A536 Grade 65-45-12, Nylon Coated Disc , EPDM Sleeve ,Stainless Steel Stem , Standard Clean(SC) acc. to 4WPI-SW70001 | Gasket
3803 | Ball Valve , Generic manufacturer , 600 psig , Female Threaded End , Two PieceFloating Ball , Lever Operator , Bronzeor Brass Body , Bronze or Bronze Trim ,PTFE Packing , PTFE Seat , StandardClean (SC) acc. to 4WPI-SW70001 | Ball Valve
3821 | Ball Valve , Generic manufacturer , 600psig , Female Threaded End , Two PieceFloating Ball , Lever Operator , Bronzeor Brass Body , Bronze or Bronze Trim ,PTFE Packing , PTFE Seat , StandardClean (SC) acc. to 4WPI-SW70001 | Ball Valve
3840 | Gate Valve, Flexible Wedge , API 600 , Class 150 , Raised-face flanged end ,Bolted Bonnet , Handwheel Operator ,ASTM A216-WCB , API Trim 8 , StandardClean (SC) acc. to 4WPI-SW70001 | Bolt
3841 | Ball Valve , Generic manufacturer , 600 psig , Female Threaded End , Two PieceFloating Ball , Lever Operator , Bronzepsig , Female Threaded End , Two PieceFloating Ball , Lever Operator , Bronzeor Brass Body , Bronze or Bronze Trim ,PTFE Packing , PTFE Seat , StandardClean (SC) acc. to 4WPI-SW70001 | Ball Valve
3866 | Globe Valve , AP SPEC-ENG-MS009 , Class 300 , Beveled End , Extended Bolted Bonnet , Handwheel Operator , ASTM A351-CF8 , Bronze Topworks , Resilient Seat , Process Clean (B) acc. to 4WPI-SW70002 , Inside Screw with Rising Stem , Cryogenic Service, SCH/THK S-10S | Bolt
3905 | Globe Valve , AP SPEC-ENG-MS009 , Class 300 , Socket Welded End x Female Threaded End , Bolted Bonnet , Handwheel Operator , ASTM A351-CF8 , Bronze Topworks , Resilient Seat , Process Clean (B) acc. to 4WPI-SW70002 , Inside Screw with Rising Stem , Cryogenic Service | Bolt
3945 | Globe Valve , AP SPEC-ENG-MS009 , Class 300 , Socket Welded End x Female Threaded End , Bolted Bonnet , Handwheel Operator , ASTM A351-CF8 , Bronze Topworks , Resilient Seat , Process Clean (B) acc. to 4WPI-SW70002 , Inside Screw with Rising Stem , Cryogenic Service | Bolt
3964 | Gate Valve, Flexible Wedge , AP SPEC-ENG-MS009 , Class 150 , Beveled End , Extended Bolted Bonnet , Handwheel Operator , ASTM A351-CF3M , Resilient Seat , Process Clean (B) acc. to 4WPI-SW70002 , Cryogenic Service, SCH/THK S-10S | Bolt
3999 | Gate Valve, Flexible Wedge , API 600 , Class 150 , Beveled End , Bolted Bonnet , Handwheel Operator , ASTM A216-WCB , API Trim 8 , Standard Clean (SC) acc. to 4WPI-SW70001, SCH/THK S-STD | Bolt
4000 | Gate Valve, Flexible Wedge , API 600 , Class 150 , Beveled End , Bolted Bonnet , Handwheel Operator , ASTM A216-WCB , API Trim 8 , Standard Clean (SC) acc. to 4WPI-SW70001, SCH/THK S-STD | Bolt
4001 | Dual Plate Check Valve , API 594 , Class 150 , Raised-face thru-bolted end without bolt holes , Wafer , ASTM A216-WCB , API Trim 8 , Standard Clean (SC) acc. to 4WPI-SW70001 | Dual Plate Check Valve
4002 | Globe Valve , API STD 602 , Class 800 , Socket Welded End x Female Threaded End , Bolted Bonnet , Handwheel Operator , ASTM A105N , API Trim 8 , Standard Clean (SC) acc. to 4WPI-SW70001 | Bolt
4017 | Gate Valve, Solid Wedge , API 602 , Class 800 , Socket Weld End , Bolted Bonnet , Handwheel Operator , ASTM A105N , API Trim 8 , Standard Clean (SC) acc. to 4WPI-SW70001 | Bolt
4018 | Gate Valve, Solid Wedge , API 602 , Class 800 , Socket Welded End x Female Threaded End , Bolted Bonnet , Handwheel Operator , ASTM A105N , API Trim 8 , Standard Clean (SC) acc. to 4WPI-SW70001 | Bolt
4038 | Swing Check Valve , API STD 602 , Class 800 , Socket Weld End , Bolted Cover , ASTM A105N , API Trim 8 , Standard Clean (SC) acc. to 4WPI-SW70001 | Bolt
4039 | Gate Valve, Solid Wedge , API 602 , Class 800 , Socket Weld End , Bolted Bonnet , Handwheel Operator , ASTM A105N , API Trim 8 , Standard Clean (SC) acc. to 4WPI-SW70001 | Bolt
4040 | Globe Valve , API STD 602 , Class 800 , Socket Welded End x Female Threaded End , Bolted Bonnet , Handwheel Operator , ASTM A105N , API Trim 8 , Standard Clean (SC) acc. to 4WPI-SW70001 | Bolt
4041 | Gate Valve, Solid Wedge , API 602 , Class 800 , Socket Welded End x Female Threaded End , Bolted Bonnet , Handwheel Operator , ASTM A105N , API Trim 8 , Standard Clean (SC) acc. to 4WPI-SW70001 | Bolt
4065 | Gate Valve, Solid Wedge , API 602 , Class 800 , Socket Welded End x Female Threaded End , Bolted Bonnet , Handwheel Operator , ASTM A105N , API Trim 8 , Standard Clean (SC) acc. to 4WPI-SW70001 | Bolt
4082 | Gate Valve, Solid Wedge , API 602 , Class 800 , Socket Weld End , Bolted Bonnet , Handwheel Operator , ASTM A105N , API Trim 8 , Standard Clean (SC) acc. to 4WPI-SW70001 | Bolt
4083 | Swing Check Valve , API STD 602 , Class 800 , Socket Weld End , Bolted Cover , ASTM A105N , API Trim 8 , Standard Clean (SC) acc. to 4WPI-SW70001 | Bolt
4084 | Gate Valve, Solid Wedge , API 602 , Class 800 , Socket Welded End x Female Threaded End , Bolted Bonnet , Handwheel Operator , ASTM A105N , API Trim 8 , Standard Clean (SC) acc. to 4WPI-SW70001 | Bolt
4085 | Globe Valve , API STD 602 , Class 800 , Socket Welded End x Female Threaded End , Bolted Bonnet , Handwheel Operator , ASTM A105N , API Trim 8 , Standard Clean (SC) acc. to 4WPI-SW70001 | Bolt
4108 | Gate Valve, Solid Wedge , API 602 , Class 800 , Socket Weld End , Bolted Bonnet , Handwheel Operator , ASTM A105N , API Trim 8 , Standard Clean (SC) acc. to 4WPI-SW70001 | Bolt
4127 | Gate Valve, Solid Wedge , API 602 , Class 800 , Socket Weld End , Bolted Bonnet , Handwheel Operator , ASTM A105N , API Trim 8 , Standard Clean (SC) acc. to 4WPI-SW70001 | Bolt
4149 | Gate Valve, Solid Wedge , API 602 , Class 800 , Socket Weld End , Bolted Bonnet , Handwheel Operator , ASTM A105N , API Trim 8 , Standard Clean (SC) acc. to 4WPI-SW70001 | Bolt
4165 | Globe Valve , API STD 602 , Class 800 , Socket Welded End x Female Threaded End , Bolted Bonnet , Handwheel Operator , ASTM A105N , API Trim 8 , Standard Clean (SC) acc. to 4WPI-SW70001 | Bolt
4166 | Globe Valve , API STD 602 , Class 800 , Socket Welded End x Female Threaded End , Bolted Bonnet , Handwheel Operator , ASTM A105N , API Trim 8 , Standard Clean (SC) acc. to 4WPI-SW70001 | Bolt
4184 | Globe Valve , API STD 602 , Class 800 , Socket Weld End , Bolted Bonnet , Handwheel Operator , ASTM A105N , API Trim 8 , Standard Clean (SC) acc. to 4WPI-SW70001 | Bolt
4185 | Globe Valve , API STD 602 , Class 800 , Socket Welded End x Female Threaded End , Bolted Bonnet , Handwheel Operator , ASTM A105N , API Trim 8 , Standard Clean (SC) acc. to 4WPI-SW70001 | Bolt
4233 | Globe Valve , API STD 602 , Class 800 , Socket Welded End x Female Threaded End , Bolted Bonnet , Handwheel Operator , ASTM A105N , API Trim 8 , Standard Clean (SC) acc. to 4WPI-SW70001 | Bolt
4234 | Gate Valve, Solid Wedge , API 602 , Class 800 , Socket Weld End , Bolted Bonnet , Handwheel Operator , ASTM A105N , API Trim 8 , Standard Clean (SC) acc. to 4WPI-SW70001 | Bolt
4269 | Gate Valve, Flexible Wedge , API 600 , Class 150 , Beveled End , Bolted Bonnet , Handwheel Operator , ASTM A216-WCB , API Trim 8 , Standard Clean (SC) acc. to 4WPI-SW70001, SCH/THK S-STD | Bolt
4271 | Dual Plate Check Valve , API 594 , Class 150 , Raised-face thru-bolted end without bolt holes , Wafer , ASTM A216-WCB , API Trim 8 , Standard Clean (SC) acc. to 4WPI-SW70001 | Dual Plate Check Valve
4272 | Globe Valve , API STD 602 , Class 800 , Socket Welded End x Female Threaded End , Bolted Bonnet , Handwheel Operator , ASTM A105N , API Trim 8 , Standard Clean (SC) acc. to 4WPI-SW70001 | Bolt
4273 | Gate Valve, Solid Wedge , API 602 , Class 800 , Socket Welded End x Female Threaded End , Bolted Bonnet , Handwheel Operator , ASTM A105N , API Trim 8 , Standard Clean (SC) acc. to 4WPI-SW70001 | Bolt
4274 | Globe Valve , API STD 602 , Class 800 , Socket Welded End x Female Threaded End , Bolted Bonnet , Handwheel Operator , ASTM A105N , API Trim 8 , Standard Clean (SC) acc. to 4WPI-SW70001 | Bolt
4295 | Gate Valve, Flexible Wedge , API 600 , Class 150 , Beveled End , Bolted Bonnet , Handwheel Operator , ASTM A216-WCB , API Trim 8 , Standard Clean (SC) acc. to 4WPI-SW70001, SCH/THK S-STD | Bolt
4296 | Gate Valve, Flexible Wedge , API 600 , Class 150 , Beveled End , Bolted Bonnet , Handwheel Operator , ASTM A216-WCB , API Trim 8 , Standard Clean (SC) acc. to 4WPI-SW70001, SCH/THK S-STD | Bolt
4297 | Dual Plate Check Valve , API 594 , Class 150 , Raised-face thru-bolted end without bolt holes , Wafer , ASTM A216-WCB , API Trim 8 , Standard Clean (SC) acc. to 4WPI-SW70001 | Dual Plate Check Valve
4298 | Gate Valve, Solid Wedge , API 602 , Class 800 , Socket Welded End x Female Threaded End , Bolted Bonnet , Handwheel Operator , ASTM A105N , API Trim 8 , Standard Clean (SC) acc. to 4WPI-SW70001 | Bolt
4329 | Dual Plate Check Valve , API 594 , Class 150 , Raised-face thru-bolted end without bolt holes , Wafer , ASTM A216-WCB , API Trim 8 , Standard Clean (SC) acc. to 4WPI-SW70001 | Dual Plate Check Valve
4330 | Gate Valve, Flexible Wedge , API 600 , Class 150 , Beveled End , Bolted Bonnet , Handwheel Operator , ASTM A216-WCB , API Trim 8 , Standard Clean (SC) acc. to 4WPI-SW70001, SCH/THK S-STD | Bolt
4331 | Globe Valve , API STD 602 , Class 800 , Socket Welded End x Female Threaded End , Bolted Bonnet , Handwheel Operator , ASTM A105N , API Trim 8 , Standard Clean (SC) acc. to 4WPI-SW70001 | Bolt
4332 | Gate Valve, Solid Wedge , API 602 , Class 800 , Socket Welded End x Female Threaded End , Bolted Bonnet , Handwheel Operator , ASTM A105N , API Trim 8 , Standard Clean (SC) acc. to 4WPI-SW70001 | Bolt
4333 | Globe Valve , API STD 602 , Class 800 , Socket Welded End x Female Threaded End , Bolted Bonnet , Handwheel Operator , ASTM A105N , API Trim 8 , Standard Clean (SC) acc. to 4WPI-SW70001 | Bolt
4352 | Globe Valve , API STD 602 , Class 800 , Socket Welded End x Female Threaded End , Bolted Bonnet , Handwheel Operator , ASTM A105N , API Trim 8 , Standard Clean (SC) acc. to 4WPI-SW70001 | Bolt
4388 | Gate Valve, Flexible Wedge , API 600 , Class 150 , Beveled End , Bolted Bonnet , Handwheel Operator , ASTM A216-WCB , API Trim 8 , Standard Clean (SC) acc. to 4WPI-SW70001, SCH/THK S-STD | Bolt
4389 | Globe Valve , API STD 602 , Class 800 , Socket Welded End x Female Threaded End , Bolted Bonnet , Handwheel Operator , ASTM A105N , API Trim 8 , Standard Clean (SC) acc. to 4WPI-SW70001 | Bolt
4416 | Globe Valve , API STD 602 , Class 800 , Socket Weld End , Bolted Bonnet , Handwheel Operator , ASTM A105N , API Trim 8 , Standard Clean (SC) acc. to 4WPI-SW70001 | Bolt
4417 | Swing Check Valve , API STD 602 , Class 800 , Socket Weld End , Bolted Cover , ASTM A105N , API Trim 8 , Standard Clean (SC) acc. to 4WPI-SW70001 Globe Valve , API STD 602 , Class 800 , Socket Weld End , Bolted Bonnet , | Bolt
4418 | Globe Valve , API STD 602 , Class 800 , Socket Weld End , Bolted Bonnet , Handwheel Operator , ASTM A105N , API Trim 8 , Standard Clean (SC) acc. to 4WPI-SW70001 | Bolt
4449 | Globe Valve , API STD 602 , Class 800 , Socket Weld End , Bolted Bonnet , Handwheel Operator , ASTM A105N , API Trim 8 , Standard Clean (SC) acc. to 4WPI-SW70001 | Bolt
4450 | Swing Check Valve , API STD 602 , Class 800 , Socket Weld End , Bolted Cover , ASTM A105N , API Trim 8 , Standard Clean (SC) acc. to 4WPI-SW70001 | Bolt
4451 | Globe Valve , API STD 602 , Class 800 , Socket Weld End , Bolted Bonnet , Handwheel Operator , ASTM A105N , API Trim 8 , Standard Clean (SC) acc. to 4WPI-SW70001 | Bolt
4504 | Globe Valve , API STD 602 , Class 800 , Socket Weld End , Bolted Bonnet , Handwheel Operator , ASTM A105N , API Trim 8 , Standard Clean (SC) acc. to 4WPI-SW70001 | Bolt
4505 | Swing Check Valve , API STD 602 , Class 800 , Socket Weld End , Bolted Cover , ASTM A105N , API Trim 8 , Standard Clean (SC) acc. to 4WPI-SW70001 | Bolt
4506 | Globe Valve , API STD 602 , Class 800 , Socket Weld End , Bolted Bonnet , Handwheel Operator , ASTM A105N , API Trim 8 , Standard Clean (SC) acc. to 4WPI-SW70001 | Bolt
4529 | Globe Valve , API STD 602 , Class 800 , Socket Weld End , Bolted Bonnet , Handwheel Operator , ASTM A105N , API Trim 8 , Standard Clean (SC) acc. to 4WPI-SW70001 | Bolt
4530 | Swing Check Valve , API STD 602 , Class 800 , Socket Weld End , Bolted Cover , ASTM A105N , API Trim 8 , Standard Clean (SC) acc. to 4WPI-SW70001 | Bolt
4539 | Globe Valve , API STD 602 , Class 800 , Socket Weld End , Bolted Bonnet , Handwheel Operator , ASTM A105N , API Trim 8 , Standard Clean (SC) acc. to 4WPI-SW70001 | Bolt
4545 | Globe Valve , API STD 602 , Class 800 , Socket Weld End , Bolted Bonnet , Handwheel Operator , ASTM A105N , API Trim 8 , Standard Clean (SC) acc. to 4WPI-SW70001 | Bolt
4546 | Swing Check Valve , API STD 602 , Class 800 , Socket Weld End , Bolted Cover , ASTM A105N , API Trim 8 , Standard Clean (SC) acc. to 4WPI-SW70001 | Bolt
4562 | Globe Valve , API STD 602 , Class 800 , Socket Weld End , Bolted Bonnet , Handwheel Operator , ASTM A105N , API Trim 8 , Standard Clean (SC) acc. to 4WPI-SW70001 INSTRUMENTS | Bolt
4570 | Globe Valve , API STD 602 , Class 800 , Socket Weld End , Bolted Bonnet , Handwheel Operator , ASTM A105N , API Trim 8 , Standard Clean (SC) acc. to 4WPI-SW70001 | Bolt
4571 | Swing Check Valve , API STD 602 , Class 800 , Socket Weld End , Bolted Cover , ASTM A105N , API Trim 8 , Standard Clean (SC) acc. to 4WPI-SW70001 | Bolt
4588 | Globe Valve , API STD 602 , Class 800 , Socket Weld End , Bolted Bonnet , Handwheel Operator , ASTM A105N , API Trim 8 , Standard Clean (SC) acc. to 4WPI-SW70001 | Bolt
4596 | Globe Valve , API STD 602 , Class 800 , Socket Weld End , Bolted Bonnet , Handwheel Operator , ASTM A105N , API Trim 8 , Standard Clean (SC) acc. to 4WPI-SW70001 | Bolt
4597 | Swing Check Valve , API STD 602 , Class 800 , Socket Weld End , Bolted Cover , ASTM A105N , API Trim 8 , Standard Clean (SC) acc. to 4WPI-SW70001 | Bolt
4612 | Globe Valve , API STD 602 , Class 800 , Socket Weld End , Bolted Bonnet , Handwheel Operator , ASTM A105N , API Trim 8 , Standard Clean (SC) acc. to 4WPI-SW70001 | Bolt
4620 | Globe Valve , API STD 602 , Class 800 , | Globe Valve
4621 | Swing Check Valve , API STD 602 , Class | Check Valve
4636 | Globe Valve , API STD 602 , Class 800 , | Globe Valve
4657 | Globe Valve , API STD 602 , Class 800 , Socket Weld End , Bolted Bonnet , Handwheel Operator , ASTM A105N , API Trim 8 , Standard Clean (SC) acc. to 4WPI-SW70001 | Bolt
4658 | Swing Check Valve , API STD 602 , Class 800 , Socket Weld End , Bolted Cover , ASTM A105N , API Trim 8 , Standard Clean (SC) acc. to 4WPI-SW70001 | Bolt
4668 | Globe Valve , API STD 602 , Class 800 , Socket Weld End , Bolted Bonnet , Handwheel Operator , ASTM A105N , API Trim 8 , Standard Clean (SC) acc. to 4WPI-SW70001 | Bolt
4751 | Gate Valve, Flexible Wedge , API 600 , Class 150 , Beveled End , Bolted Bonnet , Handwheel Operator , ASTM A216-WCB , API Trim 8 , Standard Clean (SC) acc. to 4WPI-SW70001, SCH/THK S-STD | Bolt
4752 | Gate Valve, Flexible Wedge , API 600 , Class 150 , Beveled End , Bolted Bonnet , Handwheel Operator , ASTM A216-WCB , API Trim 8 , Standard Clean (SC) acc. to 4WPI-SW70001, SCH/THK S-STD | Bolt
4753 | Globe Valve , API STD 602 , Class 800 , Socket Welded End x Female Threaded End , Bolted Bonnet , Handwheel Operator , ASTM A105N , API Trim 8 , Standard Clean (SC) acc. to 4WPI-SW70001 | Bolt
4795 | Globe Valve , AP SPEC-ENG-MS009 , Class 300 , Socket Welded End x Female Threaded End , Bolted Bonnet , Handwheel Operator , ASTM A351-CF8 , Bronze Topworks , Resilient Seat , Process Clean (B) acc. to 4WPI-SW70002 , Inside Screw with Rising Stem , Cryogenic Service | Bolt
4816 | Globe Valve , AP SPEC-ENG-MS009 , Class 300 , Socket Welded End x Female Threaded End , Bolted Bonnet , Handwheel Operator , ASTM A351-CF8 , Bronze Topworks , Resilient Seat , Process Clean (B) acc. to 4WPI-SW70002 , Inside Screw with Rising Stem , Cryogenic Service | Bolt
4830 | Globe Valve , AP SPEC-ENG-MS009 , Class 300 , Socket Welded End x Female Threaded End , Bolted Bonnet , Handwheel Operator , ASTM A351-CF8 , Bronze Topworks , Resilient Seat , Process Clean (B) acc. to 4WPI-SW70002 , Inside Screw with Rising Stem , Cryogenic Service | Bolt
4851 | Gate Valve, Flexible Wedge , API 600 , Class 150 , Beveled End , Bolted Bonnet , Handwheel Operator , ASTM A216-WCB , API Trim 8 , Standard Clean (SC) acc. to 4WPI-SW70001, SCH/THK S-STD | Bolt
4852 | Gate Valve, Flexible Wedge , API 600 , Class 150 , Beveled End , Bolted Bonnet , Handwheel Operator , ASTM A216-WCB , API Trim 8 , Standard Clean (SC) acc. to 4WPI-SW70001, SCH/THK S-STD | Bolt
4853 | Globe Valve , API STD 602 , Class 800 , Socket Welded End x Female Threaded End , Bolted Bonnet , Handwheel Operator , ASTM A105N , API Trim 8 , Standard Clean (SC) acc. to 4WPI-SW70001 | Bolt
4907 | Globe Valve , API STD 602 , Class 800 , Socket Weld End , Bolted Bonnet , Handwheel Operator , ASTM A105N , API 4WPI-SW70001 | Bolt
4918 | Swing Check Valve , API STD 602 , Class 800 , Socket Weld End , Bolted Cover , ASTM A105N , API Trim 8 , Standard Clean | Bolt
4919 | Globe Valve , API STD 602 , Class 800 , Socket Welded End x Female Threaded End , Bolted Bonnet , Handwheel Operator , (SC) acc. to 4WPI-SW70001 | Bolt
4920 | Globe Valve , API STD 602 , Class 800 , Socket Welded End x Female Threaded End , Bolted Bonnet , Handwheel Operator , (SC) acc. to 4WPI-SW70001 | Bolt
5030 | Ball Valve , Generic manufacturer , 600 psig , Female Threaded End , Two Piece Floating Ball , Lever Operator , Bronze PTFE Packing , PTFE Seat , Standard Clean (SC) acc. to 4WPI-SW70001 | Ball Valve
5042 | Butterfly Valve, Wafer Type , API 609 Category A , 150 psig , Flat Face w/Integral Gaskets , Lever Operator , , Nylon Coated Disc , EPDM Sleeve , Stainless Steel Stem , Standard Clean (SC) acc. to 4WPI-SW70001 | Gasket
5069 | Butterfly Valve, Wafer Type , API 609 Category A , 150 psig , Flat Face w/Integral Gaskets , Manual gear Grade 65-45-12 , Nylon Coated Disc , EPDM Sleeve , Stainless Steel Stem , Standard Clean (SC) acc. to 4WPI-SW70001 | Gasket
5070 | Butterfly Valve, Wafer Type , API 609 Category A , 150 psig , Flat Face w/Integral Gaskets , Lever Operator , , Nylon Coated Disc , EPDM Sleeve , Stainless Steel Stem , Standard Clean (SC) acc. to 4WPI-SW70001 | Gasket
5071 | Ball Valve , Generic manufacturer , 600 psig , Female Threaded End , Two Piece Floating Ball , Lever Operator , Bronze PTFE Packing , PTFE Seat , Standard Clean (SC) acc. to 4WPI-SW70001 | Ball Valve
5120 | Gate Valve, Flexible Wedge , API 600 , Class 150 , Beveled End , Bolted Bonnet , Handwheel Operator , ASTM A351-CF3M , API Trim 12 , Standard Clean (SC) acc. to 4WPI-SW70001, SCH/THK S-10S | Bolt
5151 | Gate Valve, Flexible Wedge , API 600 , Class 150 , Beveled End , Bolted Bonnet , Handwheel Operator , ASTM A351-CF3M , API Trim 12 , Standard Clean (SC) acc. to 4WPI-SW70001, SCH/THK S-10S | Bolt
5152 | Globe Valve , API STD 602 , Class 800 , Socket Welded End x Female Threaded End , Bolted Bonnet , Handwheel Operator , ASTM A182 Grade F 316/F 316L , API Trim 12 , Standard Clean (SC) acc. to 4WPI-SW70001 | Bolt
總計

## Sheet1
Description | - | 項次
130 mm BOLT & NUT UNC STUD AS ASTM A193 Gr.B7 W /TWO HEAVY HEX NUTS W/ ZINC-CHROMEATE COATING ASTM A194 Gr.2H ASME/ANSI B1.1 B18.2.2 | Bolt | 1
T-5701-N3_AN | - | 2
75 mm BOLT & NUT UNC STUD AS ASTM A193 Gr.B7 W/ TWO HEAVY HEX NUTS ASTM A194 Gr.2H W/ HDZ. ASME/ANSI B1.1 B18.2.2 | Bolt | 3
WI-5-009_AN | - | 4
85 mm BOLT & NUT UNC STUD AS ASTM A193 Gr.B7 W/ TWO HEAVY HEX NUTS ASTM A194 Gr.2H W/ HDZ. ASME/ANSI B1.1 B18.2.2 | Bolt | 5
WI-5-007_AN | - | 6
FULL COUPLING CL3000 SW CS ASTM A105 W/ HDZ. ASME-B16.11 | Coupling | 7
WI-5-007_AN | - | 8
FULL COUPLING CL3000 SW CS ASTM A105 W/ HDZ. ASME-B16.11 | Coupling | 9
WI-5-008_AN | - | 10
CAP CL3000 SW CS ASTM A105 W/ HDZ. ASME-B16.11 | Cap | 11
WI-5-007_AN | - | 12
90 ELBOW CL3000 SW CS ASTM A105 W/ HDZ. ASME-B16.11 | Elbow | 13
WI-5-009_AN | - | 14
45 ELBOW CL3000 SW CS ASTM A105 W/ HDZ. ASME-B16.11 | Elbow | 15
WI-5-007_AN | - | 16
90 ELBOW CL3000 SW CS ASTM A105 W/ HDZ. ASME-B16.11 | Elbow | 17
WI-5-007_AN | - | 18
90 ELBOW CL3000 SW CS ASTM A105 W/ HDZ. ASME-B16.11 | Elbow | 19
WI-5-008_AN | - | 20
SOCKET WELD FLANGE CL150 RF 125-250 RA-FN S-40 CS ASTM A105 W/ HDZ. ASME-B16.5 | Socket Weld Flange | 21
WI-5-009_AN | - | 22
SOCKET WELD FLANGE CL150 RF 125-250 RA-FN S-40 CS ASTM A105 W/ HDZ. ASME-B16.5 | Socket Weld Flange | 23
WI-5-007_AN | - | 24
GASKET CL150 RF 4.5mm THCK SP-WD SS 304 AND FILLER FLEX. GRAPHITE NON-ASB. FREE W/O.R. C.S. ASME B16.20B16.5 | Gasket | 25
WI-5-009_AN | - | 26
GASKET CL150 RF 4.5mm THCK SP-WD SS 304 AND FILLER FLEX. GRAPHITE NON-ASB. FREE W/O.R. C.S. ASME B16.20B16.5 | Gasket | 27
WI-5-007_AN | - | 28
PIPE SMLS PE S-40 CS ASTM A106 Gr.B W/ HDZ. ASME-B36.10M | Pipe | 29
WI-5-009_AN | - | 30
PIPE SMLS PE S-40 CS ASTM A106 Gr.B W/ HDZ. ASME-B36.10M | Pipe | 31
WI-5-007_AN | - | 32
PIPE SMLS PE S-40 CS ASTM A106 Gr.B W/ HDZ. ASME-B36.10M | Pipe | 33
WI-5-008_AN | - | 34
Instrument Tag No. RO-5702 | - | 35
WI-5-009_AN | - | 36
CONCENTRIC SWAGE NIPPLE SMLS PBE S-40 X S-40 CS ASTM A234 Gr.WPBW/ HDZ. MSS-SP-95 | Nipple | 37
WI-5-008_AN | - | 38
TEE CL3000 SW CS ASTM A105 W/ HDZ. ASME-B16.11 | Tee | 39
WI-5-007_AN | - | 40
REDU. TEE CL3000 SW CS ASTM A105 W/ HDZ. ASME-B16.11 | Tee | 41
WI-5-007_AN | - | 42
REDU. TEE CL3000 SW CS ASTM A105 W/ HDZ. ASME-B16.11 | Tee | 43
WI-5-007_AN | - | 44
TEE CL3000 SW CS ASTM A105 W/ HDZ. ASME-B16.11 | Tee | 45
WI-5-008_AN | - | 46
CHECK VALVE CL800 SW (WIV-5021) | Check Valve | 47
WI-5-009_AN | - | 48
GLOBE VALVE CL800 SW (WIV-5020) | Globe Valve | 49
WI-5-009_AN | - | 50
Instrument Tag No. XZV-5701 | - | 51
WI-5-007_AN | - | 52
80 mm BOLT & NUT UNC STUD SS ASTM A193 Gr.B8 W/ TWO HEAVY HEX NUTS ASTM A194 Gr.8 ASME/ANSI B1.1 B18.2.2 | Bolt | 53
AI-5-001B_AN | - | 54
N7-5-001_AN | - | 55
90 mm BOLT & NUT UNC STUD SS ASTM A193 Gr.B8 W/ TWO HEAVY HEX NUTS ASTM A194 Gr.8 ASME/ANSI B1.1 B18.2.2 | Bolt | 56
N7-5-001_AN | - | 57
FULL COUPLING CL3000 SW CS ASTM A105 W/ HDZ. ASME-B16.11 | Coupling | 58
N7-5-001_AN | - | 59
FULL COUPLING CL3000 SW/FNPT CS ASTM A105 W/ HDZ. ASME-B16.11 | Coupling | 60
N7-5-001_AN | - | 61
90 ELBOW SMLS BW S-40 CS ASTM A234 Gr.WPB W/ HDZ. ASME-B16.9 | Elbow | 62
WI-5-006_AN | - | 63
90 ELBOW SMLS BW S-40 CS ASTM A234 Gr.WPB W/ HDZ. ASME-B16.9 | Elbow | 64
WI-5-006_AN | - | 65
90 ELBOW CL3000 SW CS ASTM A105 W/ HDZ. ASME-B16.11 | Elbow | 66
AI-5-001B_AN | - | 67
N7-5-001_AN | - | 68
BLIND FLANGE CL150 RF 125-250 RA-FN CS ASTM A105 W/ HDZ. ASME-B16.5 | Blind Flange | 69
AI-5-001B_AN | - | 70
SOCKET WELD FLANGE CL150 RF 125-250 RA-FN S-40 CS ASTM A105 W/ HDZ. ASME-B16.5 | Socket Weld Flange | 71
AI-5-001B_AN | - | 72
N7-5-001_AN | - | 73
GASKET CL150 RF 4.5mm THCK SP-WD SS 304 AND FILLER FLEX. GRAPHITE NON-ASB. FREE W/O.R. C.S. ASME B16.20B16.5 | Gasket | 74
AI-5-001B_AN | - | 75
N7-5-001_AN | - | 76
PIPE NIPPLE SMLS TBE S-40 CS ASTM A106 Gr.B W/ HDZ. L=75mm ASME-B36.10M | Pipe | 77
N7-5-001_AN | - | 78
PIPE NIPPLE SMLS POE/TOE S-40 CS ASTM A106 Gr.B W/ HDZ. L=75mm ASME-B36.10M | Pipe | 79
N7-5-001_AN | - | 80
PIPE SMLS PE S-40 CS ASTM A106 Gr.B W/ HDZ. ASME-B36.10M | Pipe | 81
AI-5-001B_AN | - | 82
PIPE SMLS PE S-40 CS ASTM A106 Gr.B W/ HDZ. ASME-B36.10M | Pipe | 83
AI-5-001B_AN | - | 84
N7-5-001_AN | - | 85
PIPE ERW BE S-40 CS ASTM A53 Gr.B W/ HDZ. ASME-B36.10M | Pipe | 86
WI-5-006_AN | - | 87
PIPE ERW BE S-40 CS ASTM A53 Gr.B W/ HDZ. ASME-B36.10M | Pipe | 88
WI-5-006_AN | - | 89
Instrument Tag No. PRV-5701 | - | 90
N7-5-001_AN | - | 91
CONCENTRIC REDUCER SMLS BW S-40 X S-40CS ASTM A234 Gr.WPB W/ HDZ. ASME-B16.9 | Reducer | 92
WI-5-006_AN | - | 93
Instrument Tag No. RO-5701 | - | 94
N7-5-001_AN | - | 95
SOCKOLET CL3000 SW CS ASTM A105 W/ HDZ. MSS-SP-97 | Sockolet | 96
WI-5-006_AN | - | 97
REDU. TEE CL3000 SW CS ASTM A105 W/ HDZ. ASME-B16.11 | Tee | 98
AI-5-001B_AN | - | 99
BALL VALVE CL800 FNPT (N7V-5002) | Ball Valve | 100
N7-5-001_AN | - | 101
CHECK VALVE CL800 SW (N7V-5003) | Check Valve | 102
N7-5-001_AN | - | 103
GATE VALVE CL800 SW/FNPT (AI-) | Gate Valve | 104
AI-5-001B_AN | - | 105
65 mm BOLT & NUT UNC STUD SS ASTM A193 Gr.B8 W/ TWO HEAVY HEX NUTS ASTM A194 Gr.8 ASME/ANSI B1.1 B18.2.2 | Bolt | 106
T-5071-G1_AN | - | 107
T-5701-G2_AN | - | 108
T-5702-N3_AN | - | 109
T-5702-N6_AN | - | 110
80 mm BOLT & NUT UNC STUD SS ASTM A193 Gr.B8 W/ TWO HEAVY HEX NUTS ASTM A194 Gr.8 ASME/ANSI B1.1 B18.2.2 | Bolt | 111
T-5701-T1_AN | - | 112
T-5701-T2_AN | - | 113
T-5702-N3_AN | - | 114
100 mm BOLT & NUT UNC STUD SS ASTM A193 Gr.B8 W/ TWO HEAVY HEX NUTS ASTM A194 Gr.8 ASME/ANSI B1.1 B18.2.2 | Bolt | 115
AN-5-008_AN | - | 116
T-5701-LS_AN | - | 117
T-5701-LT_AN | - | 118
T-5701-N3_AN | - | 119
T-5701-P_AN | - | 120
85 mm BOLT & NUT UNC STUD SS ASTM A193 Gr.B8 W/ TWO HEAVY HEX NUTS ASTM A194 Gr.8 ASME/ANSI B1.1 B18.2.2 | Bolt | 121
AN-5-006_AN | - | 122
AN-5-007_AN | - | 123
T-5701-B3_AN | - | 124
FULL COUPLING CL3000 SW/FNPT SS ASTM A182 Gr.F304 ASME-B16.11 | Coupling | 125
T-5701-P_AN | - | 126
FULL COUPLING CL3000 SW/FNPT SS ASTM A182 Gr.F304 ASME-B16.11 | Coupling | 127
T-5701-T1_AN | - | 128
T-5701-T2_AN | - | 129
90 ELBOW SMLS BW S-10S SSASTM A403 Gr.WP304 ASME-B16.9 | Elbow | 130
AN-5-008_AN | - | 131
T-5701-N3_AN | - | 132
90 ELBOW CL3000 SW SS ASTM A182 Gr.F304 ASME-B16.11 | Elbow | 133
T-5702-N3_AN | - | 134
45 ELBOW CL3000 SW SS ASTM A182 Gr.F304 ASME-B16.11 | Elbow | 135
AN-5-006_AN | - | 136
90 ELBOW CL3000 SW SS ASTM A182 Gr.F304 ASME-B16.11 | Elbow | 137
AN-5-006_AN | - | 138
AN-5-007_AN | - | 139
90 ELBOW CL3000 SW SS ASTM A182 Gr.F304 ASME-B16.11 | Elbow | 140
T-5702-N6_AN | - | 141
Instrument Tag No. FG-5702 | - | 142
T-5702-N3_AN | - | 143
SOCKET WELD FLANGE CL150 RF 125-250 RA-FN S-10S SS ASTM A182 Gr.F304 ASME-B16.5 | Socket Weld Flange | 144
T-5701-T1_AN | - | 145
T-5701-T2_AN | - | 146
T-5702-N3_AN | - | 147
SOCKET WELD FLANGE CL150 RF 125-250 RA-FN S-10S SS ASTM A182 Gr.F304 ASME-B16.5 | Socket Weld Flange | 148
AN-5-006_AN | - | 149
AN-5-007_AN | - | 150
T-5701-B3_AN | - | 151
LAP JOINT FLANGE CL150 CS ASTM A105 ASME-B16.5 | Lap Joint Flange | 152
T-5701-P_AN | - | 153
SOCKET WELD FLANGE CL150 RF 125-250 RA-FN S-10S SS ASTM A182 Gr.F304 ASME-B16.5 | Socket Weld Flange | 154
T-5071-G1_AN | - | 155
T-5701-G2_AN | - | 156
T-5702-N3_AN | - | 157
T-5702-N6_AN | - | 158
LAP JOINT FLANGE CL150 CS ASTM A105 ASME-B16.5 | Lap Joint Flange | 159
AN-5-008_AN | - | 160
T-5701-N3_AN | - | 161
GASKET CL150 RF 4.5mm THCK SP-WD SS 304 AND FILLER FLEX. GRAPHITE NON-ASB. FREE W/O.R. C.S. ASME B16.20B16.5 | Gasket | 162
T-5701-T1_AN | - | 163
T-5701-T2_AN | - | 164
T-5702-N3_AN | - | 165
GASKET CL150 RF 4.5mm THCK SP-WD SS 304 AND FILLER FLEX. GRAPHITE NON-ASB. FREE W/O.R. C.S. ASME B16.20B16.5 | Gasket | 166
AN-5-006_AN | - | 167
AN-5-007_AN | - | 168
T-5701-B3_AN | - | 169
GASKET CL150 RF 4.5mm THCK SP-WD SS 304 AND FILLER FLEX. GRAPHITE NON-ASB. FREE W/O.R. C.S. ASME B16.20B16.5 | Gasket | 170
T-5701-N3_AN | - | 171
T-5701-P_AN | - | 172
GASKET CL150 RF 4.5mm THCK SP-WD SS 304 AND FILLER FLEX. GRAPHITE NON-ASB. FREE W/O.R. C.S. ASME B16.20B16.5 | Gasket | 173
T-5071-G1_AN | - | 174
T-5701-G2_AN | - | 175
T-5702-N3_AN | - | 176
T-5702-N6_AN | - | 177
GASKET CL150 RF 4.5mm THCK SP-WD SS 304 AND FILLER FLEX. GRAPHITE NON-ASB. FREE W/O.R. C.S. ASME B16.20B16.5 | Gasket | 178
AN-5-008_AN | - | 179
T-5701-LS_AN | - | 180
T-5701-LT_AN | - | 181
T-5701-N3_AN | - | 182
Instrument Tag No. LG-5701 | - | 183
T-5071-G1_AN | - | 184
Instrument Tag No. LS-5701 | - | 185
T-5701-LS_AN | - | 186
Instrument Tag No. LT-5701 | - | 187
T-5701-LT_AN | - | 188
PIPE SMLS PE S-10S SS ASTM A312 Gr.TP304 ASME-B36.19M | Pipe | 189
T-5701-T1_AN | - | 190
T-5701-T2_AN | - | 191
T-5702-N3_AN | - | 192
PIPE SMLS PE S-10S SS ASTM A312 Gr.TP304 ASME-B36.19M | Pipe | 193
AN-5-006_AN | - | 194
AN-5-007_AN | - | 195
T-5701-B3_AN | - | 196
PIPE SMLS PE S-10S SS ASTM A312 Gr.TP304 ASME-B36.19M | Pipe | 197
T-5071-G1_AN | - | 198
T-5701-G2_AN | - | 199
T-5702-N6_AN | - | 200
PIPE EFW PE S-10S SS ASTM A312 Gr.TP304 ASME-B36.19M | Pipe | 201
AN-5-008_AN | - | 202
Instrument Tag No. PG-5701 | - | 203
T-5701-P_AN | - | 204
QUICK CONNECTOR CL3000 SCRD(NPT) | - | 205
AN-5-006_AN | - | 206
AN-5-007_AN | - | 207
CONCENTRIC REDUCER SMLS BW S-10S X S-10S SS ASTM A403 Gr.F304 ASME-B16.9 | Reducer | 208
T-5701-P_AN | - | 209
CONCENTRIC SWAGE NIPPLE SMLS PBE S-10S X S-10S SS ASTM A182 Gr.F304 MSS-SP-95 | Nipple | 210
T-5702-N3_AN | - | 211
CONCENTRIC SWAGE NIPPLE SMLS PBE S-10S X S-10S SS ASTM A182 Gr.F304 MSS-SP-95 | Nipple | 212
T-5701-P_AN | - | 213
STUB END SMLS BW S-10S SSASTM A403 Gr.WP304 125-250 RA-FN SHORTPARTTERN MSS SP-43 | Stub End | 214
T-5701-P_AN | - | 215
STUB END SMLS BW S-10S SSASTM A403 Gr.WP304 125-250 RA-FN SHORTPARTTERN MSS SP-43 | Stub End | 216
AN-5-008_AN | - | 217
T-5701-N3_AN | - | 218
Instrument Tag No. TE-5701 | - | 219
T-5701-T2_AN | - | 220
Instrument Tag No. TG-5701 | - | 221
T-5701-T1_AN | - | 222
REDU. TEE CL3000 SW SS ASTM A182 Gr.F304 ASME-B16.11 | Tee | 223
T-5702-N3_AN | - | 224
GATE VALVE CL800 SW (ANV-5030) | Gate Valve | 225
AN-5-007_AN | - | 226
GATE VALVE CL800 SW (ANV-5036) | Gate Valve | 227
AN-5-006_AN | - | 228
GATE VALVE CL800 SW (ANV-5037) | Gate Valve | 229
T-5701-B3_AN | - | 230
GATE VALVE CL800 SW (ANV-5034) | Gate Valve | 231
T-5071-G1_AN | - | 232
GATE VALVE CL800 SW (ANV-5035) | Gate Valve | 233
T-5701-G2_AN | - | 234
GLOBE VALVE CL800 SW (ANV-5038) | Globe Valve | 235
T-5702-N6_AN | - | 236
Instrument Tag No. VSV-5701 | - | 237
T-5701-N3_AN | - | 238
SUPPORT | Support | 239
N7-5-001_AN | - | 240
SUPPORT | Support | 241
WI-5-007_AN | - | 242
SUPPORT | Support | 243
N7-5-001_AN | - | 244
SUPPORT | Support | 245
AN-5-007_AN | - | 246
SUPPORT | Support | 247
N7-5-001_AN | - | 248
SUPPORT | Support | 249
AN-5-007_AN | - | 250
WI-5-007_AN | - | 251
SUPPORT | Support | 252
WI-5-006_AN | - | 253
SUPPORT | Support | 254
WI-5-007_AN | - | 255
SUPPORT | Support | 256
T-5702-N6_AN | - | 257
SUPPORT | Support | 258
WI-5-007_AN | - | 259
SUPPORT | Support | 260
WI-5-006_AN | - | 261
SUPPORT | Support | 262
WI-5-007_AN | - | 263
SUPPORT | Support | 264
WI-5-007_AN | - | 265
SUPPORT | Support | 266
WI-5-009_AN | - | 267
SUPPORT | Support | 268
N7-5-001_AN | - | 269
SUPPORT | Support | 270
WI-5-007_AN | - | 271
SUPPORT | Support | 272
AN-5-008_AN | - | 273
SUPPORT | Support | 274
AI-5-001B_AN | - | 275
N7-5-001_AN | - | 276
SUPPORT | Support | 277
N7-5-001_AN | - | 278
WI-5-009_AN | - | 279
SUPPORT | Support | 280
AN-5-006_AN | - | 281
AN-5-007_AN | - | 282
WI-5-007_AN | - | 283
SUPPORT | Support | 284
AN-5-006_AN | - | 285
AN-5-007_AN | - | 286
WI-5-007_AN | - | 287
SUPPORT | Support | 288
T-5702-N6_AN | - | 289
WI-5-008_AN | - | 290
SUPPORT | Support | 291
WI-5-006_AN | - | 292
SUPPORT | Support | 293
WI-5-006_AN | - | 294
SUPPORT | Support | 295
AN-5-008_AN | - | 296
SUPPORT | Support | 297
AN-5-006_AN | - | 298
AN-5-007_AN | - | 299

## 5456
SEE PIPING SUPPORT INDEX | 1568 | 查看管道支撑索引 | SEE PIPING SUPPORT INDEX | 查看管道支撑索引
Beveled End | 798 | 倒角端 | Beveled End | 倒角端
Seamless | 679 | 无缝的 | Seamless | 无缝的
Pipe | 664 | 管 | Pipe | 管
Socket Welded End | 633 | 套筒焊接端 | Socket Welded End | 套筒焊接端
Class 3000 | 605 | 3000级 | Class 3000 | 3000级
ASME B16.11 | 555 | ASME B16.11标准 | ASME B16.11 | ASME B16.11标准
SCH/THK S-10S | 554 | 標準厚度10S(白鐵) | SCH/THK ≤ S | 10S | 调度/厚度 ≤ S | 10S
SCH/THK S-STD | 553 | 標準厚度STD 近似於SCH40 | SCH/THK ≤ S | STD | 调度/厚度 ≤ S | STD
ASTM A105N | 514 | ASTM A105N标准 | ASTM A105N | ASTM A105N标准
- | 489 | - | ...
ASME B36.19 | 457 | ASME B36.19标准 | ASME B36.19 | ASME B36.19标准
Plain End | 428 | 平端 | Plain End | 平端
ASME B16.9 | 414 | ASME B16.9标准 | ASME B16.9 | ASME B16.9标准
Class 150 | 413 | 150级 | Class 150 | 150级
ASTM A312 Grade TP304/TP304L | 408 | ASTM A312等级F 304/F 304L | ...
ASME B36.10 | 364 | ASME B36.10标准 | ASME B36.10 | ASME B36.10标准
ASTM A106-B | 309 | ASTM 黑鐵A106 | ASTM A106 | B | ASTM A106 | B标准
Type S | 306 | S型 | Type S | S型
Handwheel Operator | 254 | 手轮操作 | Handwheel Operator | 手轮操作
Bolted Bonnet | 248 | 螺栓连接的盖子 | Bolted Bonnet | 螺栓连接的盖子
Raised-face flanged end | 243 | 凸面法蘭 | Raised | face flanged end | 凸面法兰端
ASME B16.5 | 238 | ASME B16.5标准 | ASME B16.5 | ASME B16.5标准
90 Degree Long Radius Elbow | 227 | 90度长半径弯头 | 90 Degree Long Radius Elbow | 90度长半径弯头
Stud Bolt (IN-MM) - | 226 | #N/A | Stud Bolt (IN | MM) | 螺柱螺栓 (单位: 毫米)
90 Degree Elbow | 212 | 90度弯头 | 90 Degree Elbow | 90度弯头
Globe Valve | 206 | 截止阀 | Globe Valve | 截止阀
ASTM A234 Grade WPB | 197 | #N/A | ...
Hexagonal Head Nut | 194 | #N/A | Spiral Wound Gasket | 螺旋缠绕垫片
Spiral Wound Gasket | 181 | 螺旋缠绕垫片 | ASME B16.20 | ASME B16.20标准
ASME B16.20 | 181 | ASME B16.20标准 | ...
for ASME B16.5 Flanges | 181 | #N/A | ASTM A182Grade F 304/F 304L | ASTM A182等级F 304/F 304L
w/flexible graphite filler | 181 | #N/A | Reducing | 减少的
304stainless steel (18 Cr-8 Ni) | 178 | #N/A | Nipple | 管接头
MSS SP-97 | 173 | #N/A | Weld Neck Flange | 焊接颈法兰
Class 800 | 169 | #N/A | Class 300 | 300级
ASTM A182Grade F 304/F 304L | 169 | ASTM A182等级F 304/F 304L | ...
Reducing | 166 | 减少的 | API Trim 12 | API修剪12
Nipple | 156 | 管接头 | Socket Weld End | 套筒焊接端
Weld Neck Flange | 154 | 焊接颈法兰 | Coupling / Connector | 连接器/接头
Class 300 | 154 | 300级 | Class 3000 | 3000级
ASME B18.2.2 Heavy Hex | 149 | #N/A | ASTM A193 Grade B7 | ASTM A193 B7等级
API STD 602 | 148 | #N/A | ...
ASTM A403 GradeWP304/WP304L | 137 | #N/A | Gate Valve | 闸阀
Class 2 | 137 | #N/A | ...
Lowstress | 136 | #N/A | Process Clean (B) acc. to 4WPI | SWTW002 | 按4WPI | SWTW002的过程清洁(B)
ASTMA182 Grade F 304/F 304L | 134 | #N/A | Metal to Metal seat with virgin PTFE seal ring | 金属到金属座椅，带原始PTFE密封环
Type W | 130 | #N/A | Class 150 | 150级
SockoletR | 124 | #N/A | Compressed non | asbestos sheet or fiber | 压缩非石棉片或纤维
4in Long | 122 | #N/A | ...
ASTM A194 Grade 8 | 121 | #N/A
SCH/THKS-10S | 119 | #N/A
ASTM A193 Grade B8 | 118 | #N/A
w/304 SSinner ring and 304 SS outer ring | 111 | #N/A
SEE INSTRUMENT SUMMARY | 110 | #N/A
Tee | 108 | #N/A | Stud Bolt (IN-MM) - | 螺柱螺栓（以毫米計）
Plug Hexagonal Head | 107 | #N/A | ASTM A234 Grade WPB | ASTM A234 WPB 等級
ASTM A182 Grade F 304/F304L | 107 | #N/A | Hexagonal Head Nut | 六角頭螺母
API Trim 8 | 106 | #N/A | for ASME B16.5 Flanges | 用於 ASME B16.5 法蘭
Socket Weld End | 106 | 套筒焊接端 | w/flexible graphite filler | 帶有柔性石墨填充材料
MSS SP-83 | 104 | #N/A | 304stainless steel (18 Cr8 Ni) | 304 不銹鋼 (18 鉻8 鎳)
ASTM A403 Grade WP304/WP304L | 103 | #N/A | MSS SP97 | MSS SP97 標準
Coupling / Connector | 91 | 连接器/接头 | Class 800 | 800 級
Class 3000 | 91 | 3000级 | ASME B18.2.2 Heavy Hex | ASME B18.2.2 重型六角
ASTM A193 Grade B7 | 89 | ASTM A193 B7等级 | API STD 602 | API 標準 602
Socket Welded End x Female Threaded End | 89 | #N/A | ASTM A403 GradeWP304/WP304L | ASTM A403 WP304/WP304L 等級
Oxygen Clean (AA) acc. to4WPI-SW70003 | 86 | #N/A | Class 2 | 2 級
Gate Valve | 85 | 闸阀 | Lowstress | 低應力
Male Threaded End | 84 | #N/A | ASTMA182 Grade F 304/F 304L | ASTMA182 F 304/F 304L 等級
ElectricFusion Welded | 83 | #N/A | Type W | W 型
(Ej = 0.80) | 83 | #N/A | SockoletR | SockoletR
Standard Clean (SC) acc. to 4WPI-SW70001 | 81 | #N/A | 4in Long | 4 英寸長
Reducing Tee | 81 | #N/A | ASTM A194 Grade 8 | ASTM A194 8 等級
ASTM A182 Grade F304/F 304L | 81 | #N/A | SCH/THKS | 標準厚度10S(白鐵)
Process Clean (B) acc. to4WPI-SW70002 | 79 | #N/A | ASTM A193 Grade B8 | ASTM A193 B8 等級
SCH/THK S-80S | 79 | #N/A | w/304 SSinner ring and 304 SS outer ring | 帶有 304 SS 內環和 304 SS 外環
API Trim 12 | 79 | API修剪12 | SEE INSTRUMENT SUMMARY | 參見儀器摘要
Socket Welded End x FemaleThreaded End | 77 | #N/A | Tee | 三通管件
Plain End x Male Threaded End | 75 | #N/A | Plug Hexagonal Head | 六角頭塞
ASTMA105N | 74 | #N/A | ASTM A182 Grade F 304/F304L | ASTM A182 F 304/F304L 等級
SCH/THK S-40S | 74 | #N/A | API Trim 8 | API Trim 8
w/304 SSinner ring and CS outer ring | 70 | #N/A | MSS SP83 | MSS SP83 標準
AP SPEC-ENG-MS009 | 70 | #N/A | ASTM A403 Grade WP304/WP304L | ASTM A403 WP304/WP304L 等級
SCH/THK S-XS | 69 | #N/A | Socket Welded End x Female Threaded End | 女螺紋端 x 插座焊接端
ASTM A182 Grade F 304/F 304L | 64 | #N/A | Oxygen Clean (AA) acc. to4WPI SW70003 | 根據 4WPI SW70003 的氧清潔 (AA) | 根據 4WPI | SW70003 的氧清潔 (AA)
Oxygen Clean (AA) acc. to 4WPI-SW70003 | 57 | #N/A | Male Threaded End | 男螺紋端
ASTM A182 Grade F 316/F 316L | 57 | #N/A | ElectricFusion Welded | 電弧熔接焊接
Socket Weld Flange | 56 | #N/A | (Ej = 0.80) | (Ej = 0.80)
Female Threaded End | 55 | #N/A | Standard Clean (SC) acc. to 4WPI SW70001 | 根據 4WPI SW70001 的標準清潔 (SC) | 根據 4WPI | SW70001 的標準清潔 (SC)
Flexible Wedge | 52 | #N/A | Reducing Tee | 減小型三通管件
Union Head | 52 | #N/A | ASTM A182 Grade F304/F 304L | ASTM A182 F304/F 304L 等級
Union Tail | 52 | #N/A | Process Clean (B) acc. to4WPI | SW70002 | 根據 4WPI | SW70002 的流程清潔 (B)
Integral Seat | 52 | #N/A | SCH/THK S | 80S | SCH/THK S | 80S 表
Concentric Reducer | 51 | #N/A | Socket Welded End x FemaleThreaded End | 女螺紋端 x 插座焊接端
API 600 | 51 | #N/A | Plain End x Male Threaded End | 平頭端 x 男螺紋端
StandardClean (SC) acc. to 4WPI-SW70001 | 49 | #N/A | ASTMA105N | ASTMA105N
API Trim12 | 49 | #N/A | SCH/THK S | 40S | SCH/THK S | 40S 表
ASTM A194 Grade 2H | 48 | #N/A | w/304 SSinner ring and CS outer ring | 帶有 304 SS 內環和碳鋼外環
Generic manufacturer | 46 | #N/A | AP SPEC | ENG | MS009 | AP SPEC | ENG | MS009 規範
MSS SP-95 | 46 | #N/A | SCH/THK S | XS | SCH/THK S | XS 表
Resilient Seat | 46 | #N/A | ASTM A182 Grade F 304/F 304L | ASTM A182 F 304/F 304L 等級
Flat Gasket | 40 | #N/A | Oxygen Clean (AA) acc. to 4WPI | SW70003 | 根據 4WPI | SW70003 的氧清
Non-Metallic | 40 | #N/A
Solid | 40 | #N/A
ASME B16.21 | 40 | #N/A
ASTM A351-CF8 | 40 | #N/A
ASTM A53-B | 39 | #N/A
Electric Resistance Welded (Ej =0.85) | 39 | #N/A
ASTM A351-CF3M | 39 | #N/A
SCH/THKS-40S | 38 | #N/A
ProcessClean (B) acc. to 4WPI-SW70002 | 38 | #N/A
Metal to Metal seat withvirgin PTFE seal ring | 38 | #N/A
Class 150 | 38 | 150级
Compressed non-asbestos sheet orfiber | 37 | #N/A
1.6 mm (0.063 in) Thick | 37 | #N/A
ASTM A312 GradeTP304/TP304L | 37 | #N/A
Cap | 36 | #N/A

## 工作表2
DESCRIPTION | Butterfly Valve
Butterfly Valve, Wafer Type , API 609 Category A , 150 psig , Flat Facew/Integral Gaskets , Manual gearoperator , ASTM A126 Grade B or A536Grade 65-45-12 , Nylon Coated Disc ,EPDM Sleeve , Stainless Steel Stem ,Standard Clean (SC) acc. to 4WPI-SW70001 | Ball Valve
Ball Valve , Generic manufacturer , 600 psig , Female Threaded End , Two PieceFloating Ball , Lever Operator , Bronzeor Brass Body , Bronze or Bronze Trim ,PTFE Packing , PTFE Seat , StandardClean (SC) acc. to 4WPI-SW70001 | Gate Valve
Butterfly Valve, Wafer Type , API 609 Category A , 150 psig , Flat Facew/Integral Gaskets , Lever Operator ,ASTM A126 Grade B or A536 Grade 65-45-12, Nylon Coated Disc , EPDM Sleeve ,Stainless Steel Stem , Standard Clean(SC) acc. to 4WPI-SW70001 | Dual Plate Check Valve
Gate Valve, Flexible Wedge , API 600 , Class 150 , Beveled End , Bolted Bonnet, Handwheel Operator , ASTM A216-WCB ,API Trim 8 , Standard Clean (SC) acc. to4WPI-SW70001, SCH/THK S-STD | Globe Valve
Dual Plate Check Valve , API 594 , Class 150 , Raised-face thru-bolted endwithout bolt holes , Wafer , ASTMA216-WCB , API Trim 8 , Standard Clean(SC) acc. to 4WPI-SW70001 | Needle Valve
Gate Valve, Solid Wedge , API 602 , Class 800 , Socket Weld End , BoltedBonnet , Handwheel Operator , ASTM A105N, API Trim 8 , Standard Clean (SC) acc.to 4WPI-SW70001 | Swing Check Valve
Gate Valve, Solid Wedge , API 602 ,Class 800 , Socket Weld End , BoltedBonnet , Handwheel Operator , ASTM A105N, API Trim 8 , Standard Clean (SC) acc.to 4WPI-SW70001 | Butterfly Valve Short Pattern
Globe Valve , AP SPEC-ENG-MS009 , Class 300 , Socket Weld End , Extended BoltedBonnet , Handwheel Operator , ASTMA351-CF8 , Bronze Topworks , ResilientSeat , Process Clean (B) acc. to4WPI-SW70002 , Inside Screw with RisingStem , Cryogenic Service
Needle Valve , Generic manufacturer , 6000 psig , Socket Welded End x FemaleThreaded End , Union Bonnet , T-handle,short , 316L stainless steel , PTFEPacking , Oxygen Clean (AA) acc. to4WPI-SW70003
Globe Valve , AP SPEC-ENG-MS009 , Class 300 , Socket Welded End x FemaleThreaded End , Bolted Bonnet , HandwheelOperator , ASTM A351-CF8 , BronzeTopworks , Resilient Seat , ProcessClean (B) acc. to 4WPI-SW70002 , InsideScrew with Rising Stem , CryogenicService
Gate Valve, Solid Wedge , API 602 , Class 800 , Socket Welded End x FemaleThreaded End , Bolted Bonnet , HandwheelOperator , ASTM A182 Grade F 316/F 316L, API Trim 12 , Process Clean (B) acc.to 4WPI-SW70002
Swing Check Valve , API STD 602 , Class 800 , Socket Weld End , Bolted Cover ,ASTM A182 Grade F 316/F 316L , API Trim12 , Process Clean (B) acc. to4WPI-SW70002
Globe Valve , API STD 602 , Class 800 , Socket Weld End , Bolted Bonnet ,Handwheel Operator , ASTM A105N , APITrim 8 , Standard Clean (SC) acc. to4WPI-SW70001
Globe Valve , ASME B16.34, API STD 600 Wall Thickness , Class 150 , Beveled End, Bolted Bonnet , Handwheel Operator ,ASTM A351-CF3M , API Trim 12 , StandardClean (SC) acc. to 4WPI-SW70001, SCH/THKS-10S
Globe Valve , API STD 602 , Class 800 , Socket Welded End x Female Threaded End, Bolted Bonnet , Handwheel Operator ,ASTM A182 Grade F 316/F 316L , API Trim12 , Standard Clean (SC) acc. to4WPI-SW70001
Globe Valve , API STD 602 , Class 800 , Socket Weld End , Bolted Bonnet ,Handwheel Operator , ASTM A182 Grade F316/F 316L , API Trim 12 , StandardClean (SC) acc. to 4WPI-SW70001
Gate Valve, Flexible Wedge , API 600 , Class 150 , Beveled End , Bolted Bonnet, Handwheel Operator , ASTM A351-CF3M ,API Trim 12 , Standard Clean (SC) acc.to 4WPI-SW70001, SCH/THK S-10S
Gate Valve, Flexible Wedge , API 600 , Class 150 , Beveled End , Bolted Bonnet, Handwheel Operator , ASTM A351-CF3M ,API Trim 12 , Process Clean (B) acc. to4WPI-SW70002, SCH/THK S-10S
Globe Valve , API STD 602 , Class 800 , Socket Welded End x Female Threaded End, Bolted Bonnet , Handwheel Operator ,ASTM A182 Grade F 316/F 316L , API Trim12 , Process Clean (B) acc. to4WPI-SW70002
Globe Valve , API STD 602 , Class 800 , Socket Weld End , Bolted Bonnet ,Handwheel Operator , ASTM A182 Grade F316/F 316L , API Trim 12 , Process Clean(B) acc. to 4WPI-SW70002
Globe Valve , ASME B16.34, API STD 600 Wall Thickness , Class 150 , Beveled End, Bolted Bonnet , Handwheel Operator ,ASTM A351-CF3M , API Trim 12 , ProcessClean (B) acc. to 4WPI-SW70002, SCH/THKS-10S
Globe Valve , API STD 602 , Class 800 ,Socket Weld End , Bolted Bonnet ,Handwheel Operator , ASTM A182 Grade F316/F 316L , API Trim 12 , StandardClean (SC) acc. to 4WPI-SW70001
Swing Check Valve , API STD 602 , Class 800 , Socket Weld End , Bolted Cover ,ASTM A105N , API Trim 8 , Standard Clean(SC) acc. to 4WPI-SW70001
Gate Valve, Solid Wedge , API 602 , Class 800 , Socket Welded End x FemaleThreaded End , Bolted Bonnet , HandwheelOperator , ASTM A182 Grade F 316/F 316L, API Trim 12 , Standard Clean (SC) acc.to 4WPI-SW70001
Ball Valve , Generic manufacturer , 600psig , Female Threaded End , Two PieceFloating Ball , Lever Operator , Bronzeor Brass Body , Bronze or Bronze Trim ,PTFE Packing , PTFE Seat , StandardClean (SC) acc. to 4WPI-SW70001
Butterfly Valve, Wafer Type , API 609 Category B , Class 150 , Raised-facethru-bolted end without bolt holes ,Manual gear operator , ASTM A351-CF8M ,316 SS Disk , RPTFE Seat , StainlessSteel Type 17-4 PH Shaft , Process Clean(B) acc. to 4WPI-SW70002
Globe Valve , AP SPEC-ENG-MS009 , Class 300 , Beveled End , Extended BoltedBonnet , Handwheel Operator , ASTMA351-CF8 , Bronze Topworks , ResilientSeat , Process Clean (B) acc. to4WPI-SW70002 , Inside Screw with RisingStem , Cryogenic Service, SCH/THK S-10S
Globe Valve , AP SPEC-ENG-MS009 , Class 15 , Socket Welded End x FemaleThreaded End , Bolted Bonnet , HandwheelOperator , ASTM A351-CF8 , BronzeTopworks , Resilient Seat , ProcessClean (B) acc. to 4WPI-SW70002 , InsideScrew with Rising Stem , CryogenicService
Globe Valve , AP SPEC-ENG-MS009 , Class 300 , Beveled End , Extended Bonnet ,Handwheel Operator , ASTM A351-CF8 ,Bellows Stem Seal , Resilient Seat ,Oxygen Clean (AA) acc. to 4WPI-SW70003 ,Inside Screw with Rising Stem ,Cryogenic Oxygen Service, SCH/THK S-10S
Globe Valve , AP SPEC-ENG-MS009 , Class 300 , Socket Weld End , Extended Bonnet, Handwheel Operator , ASTM A351-CF8 ,Bellows Stem Seal , Resilient Seat ,Oxygen Clean (AA) acc. to 4WPI-SW70003 ,Inside Screw with Rising Stem ,Cryogenic Oxygen Service
Globe Valve , AP SPEC-ENG-MS009 , Class 300 , Socket Welded End x FemaleThreaded End , Bolted Bonnet , HandwheelOperator , ASTM A351-CF8 , StainlessSteel Topworks + Trim , Resilient Seat ,Oxygen Clean (AA) acc. to 4WPI-SW70003 ,Inside Screw with Rising Stem ,Cryogenic Oxygen Service
Butterfly Valve, Wafer Type , API 609 Category B , Class 150 , Raised-facethru-bolted end without bolt holes ,Manual gear operator , ASTM A351-CF8M ,316 SS Disk , RPTFE Seat , PTFE Gasketand Seals , Stainless Steel Type 17-4 PHShaft , Oxygen Clean (AA) acc. to4WPI-SW70003 , Oxygen Service
Globe Valve , AP SPEC-ENG-MS009 , Class 150 , Beveled End , Extended BoltedBonnet , Handwheel Operator , ASTMA351-CF3M , Resilient Seat , ProcessClean (B) acc. to 4WPI-SW70002 ,Cryogenic Service, SCH/THK S-10S
Butterfly Valve, Wafer Type , API 609 Category B , Class 150 , Raised-facethru-bolted end without bolt holes ,Manual gear operator , ASTM A216-WCB ,Stainless Steel Type 304 or 316 Disk ,RPTFE Seat , Stainless Steel Type 17-4PH Shaft , Process Clean (B) acc. to4WPI-SW70002
Globe Valve , API STD 602 , Class 800 , Socket Welded End x Female Threaded End, Bolted Bonnet , Handwheel Operator ,ASTM A105N , API Trim 8 , Process Clean(B) acc. to 4WPI-SW70002
Butterfly Valve, Wafer Type , AP SPEC-ENG-MS009, Extended Stem , Class300 , Raised-face thru-bolted endwithout bolt holes , Manual gearoperator , ASTM A351-CF8M , 316 SS Disk, RPTFE Seat , Stainless Steel Type 17-4PH Shaft , Process Clean (B) acc. to4WPI-SW70002 , Cryogenic Servic
Butterfly Valve, Wafer Type , AP SPEC-ENG-MS009, Extended Stem , Class300 , Raised-face thru-bolted endwithout bolt holes , Manual gearoperator , ASTM A351-CF8M , 316 SS Disk, RPTFE Seat , Stainless Steel Type 17-4PH Shaft , Process Clean (B) acc. to4WPI-SW70002 , Cryogenic Service
Butterfly Valve, Wafer Type , APSPEC-ENG-MS009, Extended Stem , Class300 , Raised-face thru-bolted endwithout bolt holes , Manual gearoperator , ASTM A351-CF8M , 316 SS Disk, RPTFE Seat , Stainless Steel Type 17-4PH Shaft , Process Clean (B) acc. to4WPI-SW70002 , Cryogenic Service
Gate Valve, Flexible Wedge , API 600 , Class 300 , Raised-face flanged end ,Bolted Bonnet , Handwheel Operator ,ASTM A351-CF8M , API Trim 12 , ProcessClean (B) acc. to 4WPI-SW70002
Butterfly Valve, Wafer Type , API 609 Category B , Class 300 , Raised-facethru-bolted end without bolt holes ,Manual gear operator , ASTM A351-CF8M ,316 SS Disk , RPTFE Seat , StainlessSteel Type 17-4 PH Shaft , Process Clean(B) acc. to 4WPI-SW70002
Globe Valve , API STD 602 , Class 800 , Socket Weld End , Bolted Bonnet ,Handwheel Operator , ASTM A182 Grade F316/F 316L , API Trim 12 , Process Clean(B) acc. to 4WPI-SW70002SUPPORTS
Dual Plate Check Valve , API 594 , Class 150 , Raised-face thru-bolted endwithout bolt holes , Wafer , ASTMA351-CF8M , API Trim 12 , Process Clean(B) acc. to 4WPI-SW70002
Butterfly Valve Short Pattern, Double Flanged , API 609 Category B , Class 150, Raised-face flanged end , Manual gearoperator , ASTM A351-CF8M , 316 SS Disk, RPTFE Seat , Stainless Steel Type 17-4PH Shaft , Process Clean (B) acc. to4WPI-SW70002 , ASME B16.47 Series A
Globe Valve , API STD 602 , Class 800 , Socket Welded End x Female Threaded End, Bolted Bonnet , Handwheel Operator ,ASTM A105N , API Trim 8 , Standard Clean(SC) acc. to 4WPI-SW70001
Gate Valve, Solid Wedge , API 602 , Class 800 , Socket Welded End x FemaleThreaded End , Bolted Bonnet , HandwheelOperator , ASTM A105N , API Trim 8 ,Standard Clean (SC) acc. to 4WPI-SW70001
Gate Valve, Flexible Wedge , API 600 , Class 150 , Raised-face flanged end ,Bolted Bonnet , Handwheel Operator ,ASTM A216-WCB , API Trim 8 , StandardClean (SC) acc. to 4WPI-SW70001
Ball Valve , Generic manufacturer , 600 psig , Female Threaded End , Two PieceFloating Ball , Lever Operator , Bronzepsig , Female Threaded End , Two PieceFloating Ball , Lever Operator , Bronzeor Brass Body , Bronze or Bronze Trim ,PTFE Packing , PTFE Seat , StandardClean (SC) acc. to 4WPI-SW70001
Globe Valve , AP SPEC-ENG-MS009 , Class 300 , Beveled End , Extended Bolted Bonnet , Handwheel Operator , ASTM A351-CF8 , Bronze Topworks , Resilient Seat , Process Clean (B) acc. to 4WPI-SW70002 , Inside Screw with Rising Stem , Cryogenic Service, SCH/THK S-10S
Globe Valve , AP SPEC-ENG-MS009 , Class 300 , Socket Welded End x Female Threaded End , Bolted Bonnet , Handwheel Operator , ASTM A351-CF8 , Bronze Topworks , Resilient Seat , Process Clean (B) acc. to 4WPI-SW70002 , Inside Screw with Rising Stem , Cryogenic Service
Gate Valve, Flexible Wedge , AP SPEC-ENG-MS009 , Class 150 , Beveled End , Extended Bolted Bonnet , Handwheel Operator , ASTM A351-CF3M , Resilient Seat , Process Clean (B) acc. to 4WPI-SW70002 , Cryogenic Service, SCH/THK S-10S
Gate Valve, Flexible Wedge , API 600 , Class 150 , Beveled End , Bolted Bonnet , Handwheel Operator , ASTM A216-WCB , API Trim 8 , Standard Clean (SC) acc. to 4WPI-SW70001, SCH/THK S-STD
Dual Plate Check Valve , API 594 , Class 150 , Raised-face thru-bolted end without bolt holes , Wafer , ASTM A216-WCB , API Trim 8 , Standard Clean (SC) acc. to 4WPI-SW70001
Globe Valve , API STD 602 , Class 800 , Socket Welded End x Female Threaded End , Bolted Bonnet , Handwheel Operator , ASTM A105N , API Trim 8 , Standard Clean (SC) acc. to 4WPI-SW70001
Gate Valve, Solid Wedge , API 602 , Class 800 , Socket Weld End , Bolted Bonnet , Handwheel Operator , ASTM A105N , API Trim 8 , Standard Clean (SC) acc. to 4WPI-SW70001
Gate Valve, Solid Wedge , API 602 , Class 800 , Socket Welded End x Female Threaded End , Bolted Bonnet , Handwheel Operator , ASTM A105N , API Trim 8 , Standard Clean (SC) acc. to 4WPI-SW70001
Swing Check Valve , API STD 602 , Class 800 , Socket Weld End , Bolted Cover , ASTM A105N , API Trim 8 , Standard Clean (SC) acc. to 4WPI-SW70001
Globe Valve , API STD 602 , Class 800 , Socket Weld End , Bolted Bonnet , Handwheel Operator , ASTM A105N , API Trim 8 , Standard Clean (SC) acc. to 4WPI-SW70001
Gate Valve, Flexible Wedge , API 600 , Class 150 , Beveled End , Bolted Bonnet , Handwheel Operator , ASTM A216-WCB , API Trim 8 , Standard Clean (SC) acc. to 4WPI-SW70001, SCH/THK S-STD
Swing Check Valve , API STD 602 , Class 800 , Socket Weld End , Bolted Cover , ASTM A105N , API Trim 8 , Standard Clean (SC) acc. to 4WPI-SW70001 Globe Valve , API STD 602 , Class 800 , Socket Weld End , Bolted Bonnet ,
Globe Valve , API STD 602 , Class 800 , Socket Weld End , Bolted Bonnet , Handwheel Operator , ASTM A105N , API Trim 8 , Standard Clean (SC) acc. to 4WPI-SW70001 INSTRUMENTS
Globe Valve , API STD 602 , Class 800 ,
Swing Check Valve , API STD 602 , Class
Globe Valve , API STD 602 , Class 800 , Socket Weld End , Bolted Bonnet , Handwheel Operator , ASTM A105N , API 4WPI-SW70001
Swing Check Valve , API STD 602 , Class 800 , Socket Weld End , Bolted Cover , ASTM A105N , API Trim 8 , Standard Clean
Globe Valve , API STD 602 , Class 800 , Socket Welded End x Female Threaded End , Bolted Bonnet , Handwheel Operator , (SC) acc. to 4WPI-SW70001
Ball Valve , Generic manufacturer , 600 psig , Female Threaded End , Two Piece Floating Ball , Lever Operator , Bronze PTFE Packing , PTFE Seat , Standard Clean (SC) acc. to 4WPI-SW70001
Butterfly Valve, Wafer Type , API 609 Category A , 150 psig , Flat Face w/Integral Gaskets , Lever Operator , , Nylon Coated Disc , EPDM Sleeve , Stainless Steel Stem , Standard Clean (SC) acc. to 4WPI-SW70001
Butterfly Valve, Wafer Type , API 609 Category A , 150 psig , Flat Face w/Integral Gaskets , Manual gear Grade 65-45-12 , Nylon Coated Disc , EPDM Sleeve , Stainless Steel Stem , Standard Clean (SC) acc. to 4WPI-SW70001
Gate Valve, Flexible Wedge , API 600 , Class 150 , Beveled End , Bolted Bonnet , Handwheel Operator , ASTM A351-CF3M , API Trim 12 , Standard Clean (SC) acc. to 4WPI-SW70001, SCH/THK S-10S
Globe Valve , API STD 602 , Class 800 , Socket Welded End x Female Threaded End , Bolted Bonnet , Handwheel Operator , ASTM A182 Grade F 316/F 316L , API Trim 12 , Standard Clean (SC) acc. to 4WPI-SW70001